## Parameter Balance (hidden)
Numbers of
| TOTALS |  |  |  | DONES
[5 empty] | Prio 1 |  | Prio 2 |  | Prio 3
| all (non-optional) parameters | Prio 1 | Prio 2 | Prio 3 | derived/informed | all pre-fill parameters | derived/informed | all pre-fill parameters | derived/informed | all pre-fill parameters | Sum of "derived/informed" | Sum of "pre-fill" | Sum of "Dones"
General | 5 | 5 | 0 | 0 | 5 | 0 | 0 | 0 | 0 | 0 | 5 | 0 | 5 | 5
Power | 38 | 34 | 0 | 4 | 34 | 0 | 0 | 0 | 1 | 3 | 35 | 3 | 38 | 27
Transport | 115 | 68 | 46 | 1 | 68 | 0 | 45 | 1 | 1 | 0 | 114 | 1 | 115 | 61
Buildings (Area) | 13 | 13 | 0 | 0 | 13 | 0 | 0 | 0 | 0 | 0 | 13 | 0 | 13 | 15
Buildings (Residential) | 56 | 8 | 0 | 48 | 8 | 0 | 0 | 0 | 18 | 30 | 26 | 30 | 56 | 63
Buildings (Non-Residential) | 67 | 19 | 0 | 48 | 19 | 0 | 0 | 0 | 18 | 30 | 37 | 30 | 67 | 67
Sum | 294 | 147 | 46 | 101 | 147 | 0 | 45 | 1 | 38 | 63 | 230 | 64 | 294
|  | 50% | 15.65% | 34.35% | 50% | 0% | 15.31% | 0.3401% | 12.93% | 21.43% | 78.23% | 21.77%
to do's |  |  |  |  | 0 |  | 0 |  | 0
Input-Savings | 100%
ALL NUMBERS in FIGS HAVE TO BE SET MANUALLY !
Note on F3: Albert H. Baur:
Note on G9: Albert H. Baur: 12

## Contact information
1 |  |  | Master | [15 empty] | Conversion Factors | [6 empty] | US Template | [11 empty] | International English Template |  |  | German Template |  |  | ChineseTemplate |  |  | Spanish Template |  |  | French Template
2 | Project | Project: | CYPT | [22 empty] | CYPT | [11 empty] | CYPT |  |  | CYPT |  |  | CYPT |  |  | CYPT |  |  | CYPT
3 |  | City Data: | #REF! | [22 empty] | <Input for city name> | [11 empty] | Helsinki |  |  | #REF! |  |  | #REF! |  |  | #REF! |  |  | #REF!
4 | Legend:
5 |  |  | Overview current sheet | [22 empty] | Overview current sheet | [11 empty] | This spreadsheet contains the values used for the City Performance Tool Modelling for Helsinki.
6 |  |  | shall be reported | [22 empty] | shall be reported
7 |  |  | Alternatives if necessary value not available, orange becomes necessary | [22 empty] | Alternatives if necessary value not available, orange becomes necessary | [11 empty] | More information
8 |  |  | if available, business as usual (according to ongoing activities and action plans in place): if no data forecasts available we take the baseline data for the following years as well | [22 empty] | if available, business as usual (according to ongoing activities and action plans in place): if no data forecasts available we take the baseline data for the following years as well | [11 empty] | City of Helsinki Environment Centre
9 |  |  | Automatically interpolated to year today. Can be overwritten (in this case use red letters) | [22 empty] | Automatically interpolated to year today. Can be overwritten (in this case use red letters) | [11 empty] | Petteri Huuska | petteri.huuska@hel.fi
10 |  |  | #REF! | [22 empty] | nice to have <Input for city name> specific factor otherwise we adapt standard data or other European studies | [11 empty] | Sonja-Maria Ignatius | sonjamaria.ignatius@hel.fi
11 |  |  | First data delivery | Date | [21 empty] | First data delivery | Date
12 |  |  | First update | Date | [21 empty] | First update | Date | [10 empty] | Siemens
13 |  |  | Second update | Date | [21 empty] | Second update | Date | [10 empty] | Markku Suvanto | markku.suvanto@siemens.com
14 |  |  | Third update | Date | [21 empty] | Third update | Date | [10 empty] | Trond-Olav Dahl | trond.dahl@siemens.com
15 |  |  | Fourth update | Date | [21 empty] | Fourth update | Date | [10 empty] | Florian Ansgar Jaeger | florian_ansgar.jaeger@siemens.com
16 |  |  | Data Overview: | [22 empty] | Data Overview:
17 |  |  | City Targets | [22 empty] | City Targets
18 |  |  | General data | [22 empty] | General data
19 | Parameter Specifications | [7 empty] | Data | Forecast Data |  |  |  | Data Specifications: please specify source of data and additional information regarding data quality | [13 empty] | Data | Forecast Data |  |  |  | Data Specifications: please specify source of data and additional information regarding data quality
20 | Parameter sets | Parameter | Parameter description | unit of measure | Priority | Auxiliaries | left empty intentionally | left empty intentionally | Baseline | Today | 2020 | 2025 | 2050 | Reference/Source | Year of baseline data | Type of baseline data | Quality of data | Comments & limitations |  | conversition | conversion factor (International English to Master) | conversion factor (German to Master) | conversion factor (Chinese to Master) | conversion factor (Spanish to Master) | conversion factor (French to Master) | Parameter description | unit of measure | Baseline | Today | 2020 | 2025 | 2050 | Reference/Source | Year of baseline data | Type of baseline data | Quality of data | Comments & limitations
21 | [34 empty] | Average, City | Statistics
22 | [34 empty] | Example, city | Extrapolated
23 | [34 empty] | Average, city close by | Calculated from statistics
24 | [34 empty] | Examle, city close by | Calculated from stat. inc. assumptions
25 | [34 empty] | Average, national
26 | [34 empty] | Example, country
27
28
29 |  |  | City | [22 empty] | City
30 |  |  | City name | [5 empty] | #REF! | [10 empty] | 1 | 1 | 1 | 1 | 1 | 1 | City name
31 |  | e_reg | Region (for power emission factors) | [5 empty] | #REF! | #REF! | [9 empty] | 1 | 1 | 1 | 1 | 1 | 1 | Region |  |  | 0
32 |  | y_s | Year | Year |  |  |  |  | #REF! | #REF! | [9 empty] | 1 | 1 | 1 | 1 | 1 | 1 | Year |  |  | 0
33 | City | ci_pop | City inhabitants | # people [p] | 1 | PPT |  |  | #REF! | #REF! | #REF! | #REF! | #REF! | #REF! | #REF! | #REF! | #REF! | #REF! |  | 1 | 1 | 1 | 1 | 1 | 1 | City inhabitants | # people [p] |  | 0
34 | City | ci_area | City area | Square km [km2] | 1 | PPT |  |  | #REF! | #REF! | #REF! | #REF! | #REF! | #REF! | #REF! | #REF! | #REF! | #REF! |  | 2.59 | 1 | 1 | 1 | 1 | 1 | City area | Square miles [mi2] |  | 0
35
36 |  |  | City emission today and targets in the future (direct and indirect emissions per year) | [22 empty] | City emission today and targets in the future (direct and indirect emissions per year)
37 | City | c_to_co2 | GHG emission city | Megaton per year [MtCO2e/a] | 1 | PPT |  |  | #REF! | #REF! | #REF! | #REF! | #REF! | #REF! | #REF! | #REF! | #REF! | #REF! |  | 1 | 1 | 1 | 1 | 1 | 1 | GHG emission city | Million metric tons of CO2e per year [MMtCO2e/yr] |  | 0
38 | City | c_to_pm10 | pm10 emission city | Kiloton per year [ktPM10/a] | 1 | PPT |  |  | #REF! | #REF! | #REF! | #REF! | #REF! | #REF! | #REF! | #REF! | #REF! | #REF! |  | 1 | 1 | 1 | 1 | 1 | 1 | pm10 emission city | Thousand metric tons of PM10 per year [kt/yr] |  | 0
39 | City | c_to_nox | NOx emission city | Kiloton per year [ktNOx/a] | 1 | PPT |  |  | #REF! | #REF! | #REF! | #REF! | #REF! | #REF! | #REF! | #REF! | #REF! | #REF! |  | 1 | 1 | 1 | 1 | 1 | 1 | NOx emission city | Thousand metric tons of Nox per year [kt/yr] |  | 0
40
41
42
43
44
45
46
47
48
49
50
51
52
53
54
55
56
57
58
59
60
61
62
63
64
65
66
67
68
69
70
71
72
73
74
75
76
77
78
79
80
81
82
83
84
85
86
87
88
89
90
91
92
93
94
95
96
97
98
99
100
101
102
103
104
105
106
107 | [37 empty] | Possible Regions: |  | 0 | Mögliche Regionen: |  | 0 | Possible Regions: | "" | 0 | Possible Regions: | "" | 0 | Possible Regions: | "" | 0
108 | [38 empty] | Europe | 1 |  | Europa | 1 |  | Europe | 1 |  | Europe | 1 |  | Europe | 1
109 | [38 empty] | North America | 2 |  | Nordamerika | 2 |  | North America | 2 |  | North America | 2 |  | North America | 2
110 | [38 empty] | South America | 3 |  | Südamerika | 3 |  | South America | 3 |  | South America | 3 |  | South America | 3
111 | [38 empty] | Asia | 4 |  | Asien | 4 |  | Asia | 4 |  | Asia | 4 |  | Asia | 4
112 | [38 empty] | Austria | 5 |  | Österreich | 5 |  | Austria | 5 |  | Austria | 5 |  | Austria | 5
113 | [38 empty] | Denmark | 6
114 | [38 empty] | Finland | 7
115 | [38 empty] | Norway | 8
116 | [38 empty] | Germany | 9
117
118
119
120
121
122
123
124
125
126
127
128
129
130
131
132
133
134
135
136
137
138
139
140
141
142
143
144
145
146
147
148
149
150
151
152
153
154
155
156
157
158
159
160
161
162
163
164
165
166
167
168
169
170
171
172
173
174
175
176
177
178
179
180
181
182
183
184
185
186
187
188
189
190
191
192
193
194
195
196
197
198
199
200
No transfer to summary below this line
[26 empty] | Possible Regions: |  | 0
[27 empty] | Europe | 1
[27 empty] | North America | 2
[27 empty] | South America | 3
[27 empty] | Asia | 4
[27 empty] | Austria | 5

## 1_Input General
1 |  |  | Master | [15 empty] | Conversion Factors | [6 empty] | US Template | [11 empty] | International English Template | [12 empty] | German Template | [11 empty] | ChineseTemplate | [11 empty] | Spanish Template | [11 empty] | French Template
2 | Project | Project: | CYPT | [22 empty] | CYPT | [11 empty] | CYPT | [12 empty] | CYPT | [11 empty] | CYPT | [11 empty] | CYPT | [11 empty] | CYPT
3 |  | City Data: | Helsinki | [22 empty] | <Input for city name> | [11 empty] | Helsinki | [12 empty] | Helsinki | [11 empty] | Helsinki | [11 empty] | Helsinki | [11 empty] | Helsinki
4 | Legend:
5 |  |  | Overview current sheet | [22 empty] | Overview current sheet | [11 empty] | Overview current sheet | [12 empty] | Überblick der Seite | [11 empty] | Overview current sheet | [11 empty] | Overview current sheet | [11 empty] | Overview current sheet
6 |  |  | shall be reported | [22 empty] | shall be reported | [11 empty] | shall be reported | [12 empty] | Eingabe erforderlich | [11 empty] | shall be reported | [11 empty] | shall be reported | [11 empty] | shall be reported
7 |  |  | Alternatives if necessary value not available, orange becomes necessary | [22 empty] | Alternatives if necessary value not available, orange becomes necessary | [11 empty] | Alternatives if necessary value not available, orange becomes necessary | [12 empty] | Alternative Eingabemöglichkeit für vorangegangene Parameter | [11 empty] | Alternatives if necessary value not available, orange becomes necessary | [11 empty] | Alternatives if necessary value not available, orange becomes necessary | [11 empty] | Alternatives if necessary value not available, orange becomes necessary
8 |  |  | if available, business as usual (according to ongoing activities and action plans in place): if no data forecasts available we take the baseline data for the following years as well | [22 empty] | if available, business as usual (according to ongoing activities and action plans in place): if no data forecasts available we take the baseline data for the following years as well | [11 empty] | if available, business as usual (according to ongoing activities and action plans in place): if no data forecasts available we take the baseline data for the following years as well | [12 empty] | falls verfügbar aus vorhandener Planung, falls keine Daten vorhanden sind, werden die Daten aus dem Basisjahr genommen und ggf. entsprechend des Bedarfs skaliert | [11 empty] | if available, business as usual (according to ongoing activities and action plans in place): if no data forecasts available we take the baseline data for the following years as well | [11 empty] | if available, business as usual (according to ongoing activities and action plans in place): if no data forecasts available we take the baseline data for the following years as well | [11 empty] | if available, business as usual (according to ongoing activities and action plans in place): if no data forecasts available we take the baseline data for the following years as well
9 |  |  | Automatically interpolated to year today. Can be overwritten (in this case use red letters) | [22 empty] | Automatically interpolated to year today. Can be overwritten (in this case use red letters) | [11 empty] | Automatically interpolated to year today. Can be overwritten (in this case use red letters) | [12 empty] | Automatische Interpolation des aktuellen Jahre, basierend aus Basisjahr und Fortschreibung 2020. Kann überschrieben werden, falls daten vorhanden sind (in diesem Fall Schrift rot verwenden) | [11 empty] | Automatically interpolated to year today. Can be overwritten (in this case use red letters) | [11 empty] | Automatically interpolated to year today. Can be overwritten (in this case use red letters) | [11 empty] | Automatically interpolated to year today. Can be overwritten (in this case use red letters)
10 |  |  | nice to have Helsinki specific factor otherwise we adapt standard data or other European studies | [22 empty] | nice to have <Input for city name> specific factor otherwise we adapt standard data or other European studies | [11 empty] | nice to have Helsinki specific factor otherwise we adapt standard data or other European studies | [12 empty] | Daten spezifisch für Helsinki wären gut, ansonsten werden Standarddaten, oder andere Studien herangezogen | [11 empty] | nice to have Helsinki specific factor otherwise we adapt standard data or other European studies | [11 empty] | nice to have Helsinki specific factor otherwise we adapt standard data or other European studies | [11 empty] | nice to have Helsinki specific factor otherwise we adapt standard data or other European studies
11 |  |  | First data delivery | Date | [21 empty] | First data delivery | Date | [10 empty] | First data delivery | Date | [11 empty] | 1. Datenerhebung | Datum | [10 empty] | First data delivery | Date | [10 empty] | First data delivery | Date | [10 empty] | First data delivery | Date
12 |  |  | First update | Date | [21 empty] | First update | Date | [10 empty] | First update | Date | [11 empty] | 1. Datenaktualisierung | Datum | [10 empty] | First update | Date | [10 empty] | First update | Date | [10 empty] | First update | Date
13 |  |  | Second update | Date | [21 empty] | Second update | Date | [10 empty] | Second update | Date | [11 empty] | 2. Datenaktualisierung | Datum | [10 empty] | Second update | Date | [10 empty] | Second update | Date | [10 empty] | Second update | Date
14 |  |  | Third update | Date | [21 empty] | Third update | Date | [10 empty] | Third update | Date | [11 empty] | 3. Datenaktualisierung | Datum | [10 empty] | Third update | Date | [10 empty] | Third update | Date | [10 empty] | Third update | Date
15 |  |  | Fourth update | Date | [21 empty] | Fourth update | Date | [10 empty] | Fourth update | Date | [11 empty] | 4. Datenaktualisierung | Datum | [10 empty] | Fourth update | Date | [10 empty] | Fourth update | Date | [10 empty] | Fourth update | Date
16 |  |  | Data Overview: | [22 empty] | Data Overview: | [11 empty] | Data Overview: | [12 empty] | Datenüberblick | [11 empty] | Data Overview: | [11 empty] | Data Overview: | [11 empty] | Data Overview:
17 |  |  | City Targets | [22 empty] | City Targets | [11 empty] | City Targets | [12 empty] | Ziele der Stadt | [11 empty] | City Targets | [11 empty] | City Targets | [11 empty] | City Targets
18 |  |  | General data | [22 empty] | General data | [11 empty] | General data | [12 empty] | Allgemein | [11 empty] | General data | [11 empty] | General data | [11 empty] | General data
19 | Parameter Specifications | [7 empty] | Data | Forecast Data |  |  |  | Data Specifications: please specify source of data and additional information regarding data quality | [13 empty] | Data | Forecast Data |  |  |  | Data Specifications: please specify source of data and additional information regarding data quality | [6 empty] | Data | Forecast Data |  |  |  |  | Data Specifications: please specify source of data and additional information regarding data quality | [6 empty] | Daten | Forecast Data |  |  |  | Daten Spezifikation: Quellen durchnummieren, links und Angaben zur Daten Qualität etc. | [6 empty] | Data | Forecast Data |  |  |  | Data Specifications: please specify source of data and additional information regarding data quality | [6 empty] | Data | Forecast Data |  |  |  | Data Specifications: please specify source of data and additional information regarding data quality | [6 empty] | Data | Forecast Data |  |  |  | Data Specifications: please specify source of data and additional information regarding data quality
20 | Parameter sets | Parameter | Parameter description | unit of measure | Priority | Auxiliaries | left empty intentionally | left empty intentionally | Baseline | Today | 2020 | 2025 | 2050 | Reference/Source | Year of baseline data | Type of baseline data | Quality of data | Comments & limitations |  | conversition | conversion factor (International English to Master) | conversion factor (German to Master) | conversion factor (Chinese to Master) | conversion factor (Spanish to Master) | conversion factor (French to Master) | Parameter description | unit of measure | Baseline | Today | 2020 | 2025 | 2050 | Reference/Source | Year of baseline data | Type of baseline data | Quality of data | Comments & limitations | Parameter description | unit of measure | Baseline | Today | 2020 | 2025 | 2030 | 2050 | Reference/Source | Year of baseline data | Type of baseline data | Quality of data | Comments & limitations | Parameter | Einheit | Basiswert | Today | 2020 | 2025 | 2050 | Quelle | Jahr aus dem die Basisdaten sind | Art der Basisdaten | Qualität | Kommentare oder Einschränkungen z.B. Gültigkeit der Daten | Parameter description | unit of measure | Baseline | Today | 2020 | 2025 | 2050 | Reference/Source | Year of baseline data | Type of baseline data | Quality of data | Comments & limitations | Parameter description | unit of measure | Baseline | Today | 2020 | 2025 | 2050 | Reference/Source | Year of baseline data | Type of baseline data | Quality of data | Comments & limitations | Parameter description | unit of measure | Baseline | Today | 2020 | 2025 | 2050 | Reference/Source | Year of baseline data | Type of baseline data | Quality of data | Comments & limitations
21 | [34 empty] | Average, City | Statistics | [11 empty] | Average, City | Statistics | [10 empty] | Stadtmittelwert | Statistik | [10 empty] | Average, City | Statistics | [10 empty] | Average, City | Statistics | [10 empty] | Average, City | Statistics
22 | [34 empty] | Example, city | Extrapolated | [11 empty] | Example, city | Extrapolated | [10 empty] | Beispielfall, Stadt | Extrapoliert | [10 empty] | Example, city | Extrapolated | [10 empty] | Example, city | Extrapolated | [10 empty] | Example, city | Extrapolated
23 | [34 empty] | Average, city close by | Calculated from statistics | [11 empty] | Average, city close by | Calculated from statistics | [10 empty] | Mittelwert, Stadt in Region | Berechnet aus statistischen Werten | [10 empty] | Average, city close by | Calculated from statistics | [10 empty] | Average, city close by | Calculated from statistics | [10 empty] | Average, city close by | Calculated from statistics
24 | [34 empty] | Examle, city close by | Calculated from stat. inc. assumptions | [11 empty] | Examle, city close by | Calculated from stat. inc. assumptions | [10 empty] | Beispielfall, Stadt in Region | Berechnet aus stat. Werten unter Annahmen | [10 empty] | Examle, city close by | Calculated from stat. inc. assumptions | [10 empty] | Examle, city close by | Calculated from stat. inc. assumptions | [10 empty] | Examle, city close by | Calculated from stat. inc. assumptions
25 | [34 empty] | Average, national | [12 empty] | Average, national | [11 empty] | Durchschnitt, national | [11 empty] | Average, national | [11 empty] | Average, national | [11 empty] | Average, national
26 | [34 empty] | Example, country | [12 empty] | Example, country | [11 empty] | Beispiel, national | [11 empty] | Example, country | [11 empty] | Example, country | [11 empty] | Example, country
27
28
29 |  |  | City | [22 empty] | City | [11 empty] | Basic information | [12 empty] | Stadt | [11 empty] | City | [11 empty] | City | [11 empty] | City
30 |  |  | City name | [5 empty] | Helsinki | [10 empty] | 1 | 1 | 1 | 1 | 1 | 1 | City name | [11 empty] | City name |  | Helsinki | [10 empty] | Name der Stadt | [11 empty] | City name | [11 empty] | City name | [11 empty] | City name
31 |  | e_reg | Region (for power emission factors) | [5 empty] | Finland | 7 | [9 empty] | 1 | 1 | 1 | 1 | 1 | 1 | Region |  |  | 0 | [8 empty] | Region |  | Finland | 7 | [9 empty] | Region |  |  | 0 | [8 empty] | Region |  |  | 0 | [8 empty] | Region |  |  | 0 | [8 empty] | Region |  |  | 0
32 |  | y_s | Year | Year |  |  |  |  | 0 | 2015 | [9 empty] | 1 | 1 | 1 | 1 | 1 | 1 | Year |  |  | 0 | [8 empty] | Year today | YYYY |  | 2015 | [9 empty] | Jahr | [11 empty] | Year | [11 empty] | Year | [11 empty] | Year
33 | City | ci_pop | City inhabitants | # people [p] | 1 | PPT |  |  | 620715 | 626370.1667 | 654646 | 720000 | 860000 | Masterplan http://www.yleiskaava.fi/ | 2014 | Average, City | Statistics |  |  | 1 | 1 | 1 | 1 | 1 | 1 | City inhabitants | # people [p] |  | 0 | [8 empty] | City inhabitants | # people [p] | 620715 | 626370.1667 | 654646 | 687323 | 720000 | 860000 | Masterplan http://www.yleiskaava.fi/ | 2014 | Average, City | Statistics |  | Einwohner | [#p] |  | 0 | [8 empty] | City inhabitants | # people [p] |  | 0 | [8 empty] | City inhabitants | # people [p] |  | 0 | [8 empty] | City inhabitants | # people [p] |  | 0
34 | City | ci_area | City area | Square km [km2] | 1 | PPT |  |  | 213.92 | 213.92 | 0 | 0 | 0 | Helsingin kaupungin tietokeskus | 2015 | Average, City | Statistics | Number is terrestial Overall: 715,48 |  | 2.59 | 1 | 1 | 1 | 1 | 1 | City area | Square miles [mi2] |  | 0 | [8 empty] | City area | Square km [km2] | 213.92 | 213.92 |  |  |  |  | Helsingin kaupungin tietokeskus | 2015 | Average, City | Statistics | Number is terrestial Overall: 715,48 | Stadtgebiet | Quadratkilometer [km2] |  | 0 | [8 empty] | City area | Square km [km2] |  | 0 | [8 empty] | City area | Square km [km2] |  | 0 | [8 empty] | City area | Square km [km2] |  | 0
35
36 |  |  | City emission today and targets in the future (direct and indirect emissions per year) | [22 empty] | City emission today and targets in the future (direct and indirect emissions per year) | [11 empty] | City emission baseline and targets in the future (direct and indirect emissions per year) | [12 empty] | Emissionen der Stadt heute und Ziele in den zukünftigen Jahren (direkte und indirekte Emissionen) | [11 empty] | City emission today and targets in the future (direct and indirect emissions per year) | [11 empty] | City emission today and targets in the future (direct and indirect emissions per year) | [11 empty] | City emission today and targets in the future (direct and indirect emissions per year)
37 | City | c_to_co2 | GHG emission city | Megaton per year [MtCO2e/a] | 1 | PPT |  |  | 3.6 | 2.7083 | 2.53 | 1.7827 | 0.288 | Helsingin 30 % päästövähennysselvitys | 1990 | Average, City | Statistics | Goals: 1990 - 2020: -30% total GHG emissions Carbon neutral by 2050 -21% reached by 2015 |  | 1 | 1 | 1 | 1 | 1 | 1 | GHG emission city | Million metric tons of CO2e per year [MMtCO2e/yr] |  | 0 | [8 empty] | GHG emission city | Megaton per year [MtCO2e/a] | 3.6 | 2.7083 | 2.53 | 2.1563 | 1.7827 | 0.288 | Helsingin 30 % päästövähennysselvitys | 1990 | Average, City | Statistics | Goals: 1990 - 2020: -30% total GHG emissions Carbon neutral by 2050 -21% reached by 2015 | Treibhausgase | Megatonnen pro Jahr [MtCO2e/a] |  | 0 | [8 empty] | GHG emission city | Megaton per year [MtCO2e/a] |  | 0 | [8 empty] | GHG emission city | Megaton per year [MtCO2e/a] |  | 0 | [8 empty] | GHG emission city | Megaton per year [MtCO2e/a] |  | 0
38 | City | c_to_pm10 | pm10 emission city | Kiloton per year [ktPM10/a] | 1 | PPT |  |  | 0.298 | 0.298 | 0 | 0 | 0 |  |  |  |  | Goals: EU limits |  | 1 | 1 | 1 | 1 | 1 | 1 | pm10 emission city | Thousand metric tons of PM10 per year [kt/yr] |  | 0 | [8 empty] | PM10 emission city | Kiloton per year [ktPM10/a] | 0.298 | 0.298 | [8 empty] | Goals: EU limits | Feinstaub PM10 | Kilotonnen pro Jahr [ktPM10/a] |  | 0 | [8 empty] | pm10 emission city | Kiloton per year [ktPM10/a] |  | 0 | [8 empty] | pm10 emission city | Kiloton per year [ktPM10/a] |  | 0 | [8 empty] | pm10 emission city | Kiloton per year [ktPM10/a] |  | 0
39 | City | c_to_nox | NOx emission city | Kiloton per year [ktNOx/a] | 1 | PPT |  |  | 7.249 | 7.249 | 0 | 0 | 0 |  |  |  |  | Goals: EU limits |  | 1 | 1 | 1 | 1 | 1 | 1 | NOx emission city | Thousand metric tons of Nox per year [kt/yr] |  | 0 | [8 empty] | NOx emission city | Kiloton per year [ktNOx/a] | 7.249 | 7.249 | [8 empty] | Goals: EU limits | Stickoxide (Nox) | Kilotonnen pro Jahr [ktNOx/a] |  | 0 | [8 empty] | NOx emission city | Kiloton per year [ktNOx/a] |  | 0 | [8 empty] | NOx emission city | Kiloton per year [ktNOx/a] |  | 0 | [8 empty] | NOx emission city | Kiloton per year [ktNOx/a] |  | 0
40
41
42
43
44
45
46
47
48
49
50
51 | [45 empty] | 2.52
52
53
54
55
56
57
58
59
60
61
62
63
64
65
66
67
68
69
70
71
72
73
74
75
76
77
78
79
80
81
82
83
84
85
86
87
88
89
90
91
92
93
94
95
96
97
98
99
100
101
102
103
104
105
106
107
108
109
110
111
112
113
114
115
116
117
118
119
120
121
122
123
124
125
126
127
128
129
130
131
132
133
134
135
136
137
138
139
140
141
142
143
144
145
146
147
148
149
150
151
152
153
154
155
156
157
158
159
160
161
162
163
164
165
166
167
168
169
170
171
172
173
174
175
176
177
178
179
180
181
182
183
184
185
186
187
188
189
190
191
192
193
194
195
196
197
198
199
200
No transfer to summary below this line
[26 empty] | Possible Regions: |  | 0 | [9 empty] | Possible Regions: |  | 0 | [10 empty] | Mögliche Regionen: |  | 0 | [9 empty] | Possible Regions: | "" | 0 | [9 empty] | Possible Regions: | "" | 0 | [9 empty] | Possible Regions: | "" | 0
[27 empty] | Europe | 1 | [10 empty] | Europe | 1 | [11 empty] | Europa | 1 | [10 empty] | Europe | 1 | [10 empty] | Europe | 1 | [10 empty] | Europe | 1
[27 empty] | North America | 2 | [10 empty] | North America | 2 | [11 empty] | Nordamerika | 2 | [10 empty] | North America | 2 | [10 empty] | North America | 2 | [10 empty] | North America | 2
[27 empty] | South America | 3 | [10 empty] | South America | 3 | [11 empty] | Südamerika | 3 | [10 empty] | South America | 3 | [10 empty] | South America | 3 | [10 empty] | South America | 3
[27 empty] | Asia | 4 | [10 empty] | Asia | 4 | [11 empty] | Asien | 4 | [10 empty] | Asia | 4 | [10 empty] | Asia | 4 | [10 empty] | Asia | 4
[27 empty] | Austria | 5 | [10 empty] | Austria | 5 | [11 empty] | Österreich | 5 | [10 empty] | Austria | 5 | [10 empty] | Austria | 5 | [10 empty] | Austria | 5
[39 empty] | Denmark | 6
[39 empty] | Finland | 7
[39 empty] | Norway | 8
[39 empty] | Germany | 9

## 2_Input Energy
201 |  |  | Master | [15 empty] | Conversion Factors | [5 empty] | US Template | [11 empty] | International English Template | [12 empty] | German Template | [11 empty] | ChineseTemplate | [11 empty] | Spanish Template | [11 empty] | French Template
202 | Project | Project: | CYPT | [21 empty] | CYPT | [11 empty] | CYPT | [12 empty] | CYPT | [11 empty] | CYPT | [11 empty] | CYPT | [11 empty] | CYPT
203 |  | City Data: | Helsinki | [21 empty] | Helsinki | [11 empty] | Helsinki | [12 empty] | Helsinki | [11 empty] | Helsinki | [11 empty] | Helsinki | [11 empty] | Helsinki
204 | Legend:
205 |  |  | Overview current sheet | [21 empty] | Overview current sheet | [11 empty] | Overview current sheet | [12 empty] | Überblick der Seite | [11 empty] | Overview current sheet | [11 empty] | Overview current sheet | [11 empty] | Overview current sheet
206 |  |  | shall be reported | [21 empty] | shall be reported | [11 empty] | shall be reported | [12 empty] | Eingabe erforderlich | [11 empty] | shall be reported | [11 empty] | shall be reported | [11 empty] | shall be reported
207 |  |  | if necessary value not available, orange becomes necessary | [21 empty] | if necessary value not available, orange becomes necessary | [11 empty] | if necessary value not available, orange becomes necessary | [12 empty] | Alternative Eingabemöglichkeit für vorangegangene Parameter | [11 empty] | if necessary value not available, orange becomes necessary | [11 empty] | if necessary value not available, orange becomes necessary | [11 empty] | if necessary value not available, orange becomes necessary
208 |  |  | if available, business as usual (according to ongoing activities and action plans in place): if no data forecasts available we take the baseline data for the following years as well | [21 empty] | if available, business as usual (according to ongoing activities and action plans in place): if no data forecasts available we take the baseline data for the following years as well | [11 empty] | if available, business as usual (according to ongoing activities and action plans in place): if no data forecasts available we take the baseline data for the following years as well | [12 empty] | falls verfügbar aus vorhundener Planung, falls keine Daten vorhunden sind, werden die Daten aus dem Basisjahr genommen und ggf. entsprechend des Bedarfs skaliert | [11 empty] | if available, business as usual (according to ongoing activities and action plans in place): if no data forecasts available we take the baseline data for the following years as well | [11 empty] | if available, business as usual (according to ongoing activities and action plans in place): if no data forecasts available we take the baseline data for the following years as well | [11 empty] | if available, business as usual (according to ongoing activities and action plans in place): if no data forecasts available we take the baseline data for the following years as well
209 |  |  | Automatically interpolated to year today. Can be overwritten (in this case use red letters) | [21 empty] | Automatically interpolated to year today. Can be overwritten (in this case use red letters) | [11 empty] | Automatically interpolated to year today. Can be overwritten (in this case use red letters) | [12 empty] | Automatische Interpolation des aktuellen Jahre, basierend aus Basisjahr und Fortschreibung 2020. Kann überschrieben werden, falls daten vorhunden sind (in diesem Fall Schrift rot verwenden) | [11 empty] | Automatically interpolated to year today. Can be overwritten (in this case use red letters) | [11 empty] | Automatically interpolated to year today. Can be overwritten (in this case use red letters) | [11 empty] | Automatically interpolated to year today. Can be overwritten (in this case use red letters)
210 |  |  | nice to have Helsinki specific factor otherwise we adapt standard data or other European studies | [21 empty] | nice to have Helsinki specific factor otherwise we adapt standard data or other European studies | [11 empty] | nice to have Helsinki specific factor otherwise we adapt standard data or other European studies | [12 empty] | Daten spezifisch für Helsinki wären gut, ansonsten werden Stundarddaten, oder undere Studien herangezogen | [11 empty] | nice to have Helsinki specific factor otherwise we adapt standard data or other European studies | [11 empty] | nice to have Helsinki specific factor otherwise we adapt standard data or other European studies | [11 empty] | nice to have Helsinki specific factor otherwise we adapt standard data or other European studies
211 |  |  | First data delivery | Date | [20 empty] | First data delivery | Date | [10 empty] | First data delivery | Date | [11 empty] | 1. Datenerhebung | Datum | [10 empty] | First data delivery | Date | [10 empty] | First data delivery | Date | [10 empty] | First data delivery | Date
212 |  |  | First update | Date | [20 empty] | First update | Date | [10 empty] | First update | Date | [11 empty] | 1. Datenaktualisierung | Datum | [10 empty] | First update | Date | [10 empty] | First update | Date | [10 empty] | First update | Date
213 |  |  | Second update | Date | [20 empty] | Second update | Date | [10 empty] | Second update | Date | [11 empty] | 2. Datenaktualisierung | Datum | [10 empty] | Second update | Date | [10 empty] | Second update | Date | [10 empty] | Second update | Date
214 |  |  | Third update | Date | [20 empty] | Third update | Date | [10 empty] | Third update | Date | [11 empty] | 3. Datenaktualisierung | Datum | [10 empty] | Third update | Date | [10 empty] | Third update | Date | [10 empty] | Third update | Date
215 |  |  | Fourth update | Date | [20 empty] | Fourth update | Date | [10 empty] | Fourth update | Date | [11 empty] | 4. Datenaktualisierung | Datum | [10 empty] | Fourth update | Date | [10 empty] | Fourth update | Date | [10 empty] | Fourth update | Date
216 |  |  | Data Overview: | [21 empty] | Data Overview: | [11 empty] | Data Overview: | [12 empty] | Datenüberblick | [11 empty] | Data Overview: | [11 empty] | Data Overview: | [11 empty] | Data Overview:
217 |  |  | Power mix | [21 empty] | Power mix | [11 empty] | Power mix | [12 empty] | Energiemix | [11 empty] | Power mix | [11 empty] | Power mix | [11 empty] | Power mix
218 |  |  | Local heat mix | [21 empty] | Local heat mix | [11 empty] | Local heat mix | [12 empty] | Heizungsmix | [11 empty] | Local heat mix | [11 empty] | Local heat mix | [11 empty] | Local heat mix
219 |  |  | Specific emissions of power | [21 empty] | Specific emissions of power | [11 empty] | Specific emissions of power | [12 empty] | Spezifische Emissionsfaktoren | [11 empty] | Specific emissions of power | [11 empty] | Specific emissions of power | [11 empty] | Specific emissions of power
220 |  |  | Transmission and distribution losses | [21 empty] | Transmission and distribution losses | [11 empty] | Transmission and distribution losses | [12 empty] | Übertragungs- und Verteilungsverluste | [11 empty] | Transmission and distribution losses | [11 empty] | Transmission and distribution losses | [11 empty] | Transmission and distribution losses
221 | Parameter Specifications | [7 empty] | Data | Forecast Data |  |  |  | Data Specifications | [12 empty] | Data | Forecast Data |  |  |  | Data Specifications | [6 empty] | Data | Forecast Data |  |  |  |  | Data Specifications | [6 empty] | Daten | Forecast Data |  |  |  | Daten Spezifikation: Quellen durchnummieren, links und Angaben zur Daten Qualität etc. | [6 empty] | Data | Forecast Data |  |  |  | Data Specifications | [6 empty] | Data | Forecast Data |  |  |  | Data Specifications | [6 empty] | Data | Forecast Data |  |  |  | Data Specifications
222 | Parameter sets | Parameter | Parameter description | unit of measure | Priority | Auxiliaries | left empty intentionally | column left free intentionally | Baseline | Today | 2020 | 2025 | 2050 | Reference/Source | Year of baseline data | Type of baseline data | Quality of data | Comments & limitations | conversition | conversion factor (International English to Master) | conversion factor (German to Master) | conversion factor (Chinese to Master) | conversion factor (Spanish to Master) | conversion factor (French to Master) | Parameter description | unit of measure | Baseline | Today | 2020 | 2025 | 2050 | Reference/Source | Year of baseline data | Type of baseline data | Quality of data | Comments & limitations | Parameter description | unit of measure | Baseline | Today | 2020 | 2025 | 2030 | 2050 | Reference/Source | Year of baseline data | Type of baseline data | Quality of data | Comments & limitations | Parameter | Einheit | Basiswert | Today | 2020 | 2025 | 2050 | Quelle | Jahr aus dem die Basisdaten sind | Art der Basisdaten | Qualität | Kommentare oder Einschränkungen z.B. Gültigkeit der Daten | Parameter description | unit of measure | Baseline | Today | 2020 | 2025 | 2050 | Reference/Source | Year of baseline data | Type of baseline data | Quality of data | Comments & limitations | Parameter description | unit of measure | Baseline | Today | 2020 | 2025 | 2050 | Reference/Source | Year of baseline data | Type of baseline data | Quality of data | Comments & limitations | Parameter description | unit of measure | Baseline | Today | 2020 | 2025 | 2050 | Reference/Source | Year of baseline data | Type of baseline data | Quality of data | Comments & limitations
223 | [33 empty] | Average, City | Statistics | [11 empty] | Average, City | Statistics | [10 empty] | Stadtmittelwert | Statistik | [10 empty] | Average, City | Statistics | [10 empty] | Average, City | Statistics | [10 empty] | Average, City | Statistics
224 | [33 empty] | Example, city | Extrapolated | [11 empty] | Example, city | Extrapolated | [10 empty] | Beispielfall, Stadt | Extrapoliert | [10 empty] | Example, city | Extrapolated | [10 empty] | Example, city | Extrapolated | [10 empty] | Example, city | Extrapolated
225 | [33 empty] | Average, city close by | Calculated from statistics | [11 empty] | Average, city close by | Calculated from statistics | [10 empty] | Mittelwert, Stadt in Region | Berechnet aus statistischen Werten | [10 empty] | Average, city close by | Calculated from statistics | [10 empty] | Average, city close by | Calculated from statistics | [10 empty] | Average, city close by | Calculated from statistics
226 | [33 empty] | Examle, city close by | Calculated from stat. inc. assumptions | [11 empty] | Examle, city close by | Calculated from stat. inc. assumptions | [10 empty] | Beispielfall, Stadt in Region | Berechnet aus stat. Werten unter Annahmen | [10 empty] | Examle, city close by | Calculated from stat. inc. assumptions | [10 empty] | Examle, city close by | Calculated from stat. inc. assumptions | [10 empty] | Examle, city close by | Calculated from stat. inc. assumptions
227 | [33 empty] | Average, national | [12 empty] | Average, national | [11 empty] | Durchschnitt, national | [11 empty] | Average, national | [11 empty] | Average, national | [11 empty] | Average, national
228 | [33 empty] | Example, country | [12 empty] | Example, country | [11 empty] | Beispiel, national | [11 empty] | Example, country | [11 empty] | Example, country | [11 empty] | Example, country
229
230
231 |  |  | Energy Demand | [21 empty] | Energy Demand | [11 empty] | Energy Demand | [12 empty] | Energiebedarf | [11 empty] | Energy Demand | [11 empty] | Energy Demand | [11 empty] | Energy Demand
232 | Electricity | e_el_pr | Total electricity demand of city | Terawatt hours per year [TWh/a] | 1 | PPT |  |  | 4.39 | 4.4288 | 4.6228 | 5.0843 | 5.0843 | 2014: Helen statistics (2015) Forecast data: Helsingin parhaat energiatehokkuuskäytännöt (2011) | 2014 | Average, City | Calculated from stat. inc. assumptions | Todays data www.helsinginymparistotilasto.fi. Scenario: Until 2030 energy consumption is assumed to grow in line with the population, after that stays constant. | 2.9307e-07 | 1 | 1 | 1 | 1 | 1 | Total electricity demand of city | Million Btu per year [MBtu/yr] |  | 0 | [8 empty] | Total electricity demand of city | Terawatt hours per year [TWh/a] | 4.39 | 4.4288 | 4.6228 | 4.8673 | 5.0843 | 5.0843 | 2014: Helen statistics (2015) Forecast data: Helsingin parhaat energiatehokkuuskäytännöt (2011) | 2014 | Average, City | Calculated from stat. inc. assumptions | Todays data www.helsinginymparistotilasto.fi. Scenario: Until 2030 energy consumption is assumed to grow in line with the population, after that stays constant. | Elektrizitätsbedarf der Stadt | Terawatt Stunden pro Jahr [TWh/a] |  | 0 | [8 empty] | Total electricity demand of city | Terawatt hours per year [TWh/a] |  | 0 | [8 empty] | Total electricity demand of city | Terawatt hours per year [TWh/a] |  | 0 | [8 empty] | Total electricity demand of city | Terawatt hours per year [TWh/a] |  | 0
233 | Heat/Cold | e_he_pr | Total heat/cold demand of city | Terawatt hours per year [TWh/a] | 1 | PPT |  |  | 7.654 | 7.6463 | 7.608 | 7.154 | 6.575 | 2014: Helen statistics, Forecast data: Kiinteistökohtaisen hajautetun energian tuotannon potentiaali Helsingissä and related study by Pöyry (2015) | 2014 | Average, City | Calculated from stat. inc. assumptions | Pöyry (2015) In 2030 consumption is 0,5 GWh less than 2014. Until 2050 the consumption will diminish with the same ratio as 2014-2030. Values with a weather correction. | 2.9307e-07 | 1 | 1 | 1 | 1 | 1 | Total heat/cold demand of city | Million Btu per year [MBtu/yr] |  | 0 | [8 empty] | Total heat/cold demand of city | Terawatt hours per year [TWh/a] | 7.654 | 7.6463 | 7.608 | 7.3102 | 7.154 | 6.575 | 2014: Helen statistics, Forecast data: Kiinteistökohtaisen hajautetun energian tuotannon potentiaali Helsingissä and related study by Pöyry (2015) | 2014 | Average, City | Calculated from stat. inc. assumptions | Pöyry (2015) In 2030 consumption is 0,5 GWh less than 2014. Until 2050 the consumption will diminish with the same ratio as 2014-2030. Values with a weather correction. | Wärem/Kältebedarf der Stadt | Terawatt Stunden pro Jahr [TWh/a] |  | 0 | [8 empty] | Total heat/cold demand of city | Terawatt hours per year [TWh/a] |  | 0 | [8 empty] | Total heat/cold demand of city | Terawatt hours per year [TWh/a] |  | 0 | [8 empty] | Total heat/cold demand of city | Terawatt hours per year [TWh/a] |  | 0
234 | [11 empty] | 0
235 |  |  | Electricity: Share of Power Consumption From: | [5 empty] | 100% | 100% | 100% | 100% | 100% | [5 empty] | 1 | 1 | 1 | 1 | 1 | 1 | Electricity: Share of Power Consumption From: |  | 0% | 0% | 0% | 0% | 0% | [5 empty] | Electricity: Share of Power Consumption |  | 100% | 100% | 100% | 100% | 100% | 100% | [5 empty] | Elektrizität: Anteile am Bezug: |  | 0% | 0% | 0% | 0% | 0% | [5 empty] | Electricity: Share of Power Consumption From: |  | 0% | 0% | 0% | 0% | 0% | [5 empty] | Electricity: Share of Power Consumption From: |  | 0% | 0% | 0% | 0% | 0% | [5 empty] | Electricity: Share of Power Consumption From: |  | 0% | 0% | 0% | 0% | 0%
236 | CPT_Electricity_mix | e_el_biogas_sh | Biogas | Percent [0 to 100%] | 1 | PPT |  |  | 0% | 0% | 1e-06% | 0% | 1e-06% | 2014: Electricity Supply in Finland (Statistics Finland) 2020 and 2050: Helsingin 30 % päästövähennysselvitys (calculations by Syke, Johannes Lounasheimo and Gaia) 2030: Linear assumption between 2020 and 2050 | 2015 | Average, national | Calculated from statistics | Agreed 25th November 2015. | 1 | 1 | 1 | 1 | 1 | 1 | Biogas | Percent [0 to 100%] |  | 0% | [8 empty] | Biogas | Percent [0 to 100%] | 0% | 0% | 0% | 0% | 0% | 0% | 2014: Electricity Supply in Finland (Statistics Finland) 2020 and 2050: Helsingin 30 % päästövähennysselvitys (calculations by Syke, Johannes Lounasheimo and Gaia) 2030: Linear assumption between 2020 and 2050 | 2015 | Average, national | Calculated from statistics | Agreed 25th November 2015. | Biogas | Prozent [0 bis 100%] |  | 0% | [8 empty] | Biogas | Percent [0 to 100%] |  | 0% | [8 empty] | Biogas | Percent [0 to 100%] |  | 0% | [8 empty] | Biogas | Percent [0 to 100%] |  | 0%
237 | CPT_Electricity_mix | e_el_biomass_sh | Biomass | Percent [0 to 100%] | 1 | PPT |  |  | 12.69% | 12.69% | 10.2% | 9.8% | 9% | 2014: Electricity Supply in Finland (Statistics Finland) 2020 and 2050: Helsingin 30 % päästövähennysselvitys (calculations by Syke, Lounasheimo, Gaia) 2030: Linear assumption between 2020 and 2051 | 2015 | Average, national | Calculated from statistics | Agreed 25th November 2015. | 1 | 1 | 1 | 1 | 1 | 1 | Biomass | Percent [0 to 100%] |  | 0% | [8 empty] | Biomass | Percent [0 to 100%] | 12.69% | 12.69% | 10.2% | 10% | 9.8% | 9% | 2014: Electricity Supply in Finland (Statistics Finland) 2020 and 2050: Helsingin 30 % päästövähennysselvitys (calculations by Syke, Lounasheimo, Gaia) 2030: Linear assumption between 2020 and 2051 | 2015 | Average, national | Calculated from statistics | Agreed 25th November 2015. | Biomasse | Prozent [0 bis 100%] |  | 0% | [8 empty] | Biomass | Percent [0 to 100%] |  | 0% | [8 empty] | Biomass | Percent [0 to 100%] |  | 0% | [8 empty] | Biomass | Percent [0 to 100%] |  | 0%
238 | CPT_Electricity_mix | e_el_coalgas_sh | Coal gases | Percent [0 to 100%] | 1 | PPT |  |  | 0% | 0% | 1e-06% | 0% | 1e-06% | 2014: Electricity Supply in Finland (Statistics Finland) 2020 and 2050: Helsingin 30 % päästövähennysselvitys (calculations by Syke, Lounasheimo, Gaia) 2030: Linear assumption between 2020 and 2052 | 2015 | Average, national | Calculated from statistics | Agreed 25th November 2015. | 1 | 1 | 1 | 1 | 1 | 1 | Coal gases | Percent [0 to 100%] |  | 0% | [8 empty] | Coal gases | Percent [0 to 100%] | 0% | 0% | 0% | 0% | 0% | 0% | 2014: Electricity Supply in Finland (Statistics Finland) 2020 and 2050: Helsingin 30 % päästövähennysselvitys (calculations by Syke, Lounasheimo, Gaia) 2030: Linear assumption between 2020 and 2052 | 2015 | Average, national | Calculated from statistics | Agreed 25th November 2015. | Kohlegas | Prozent [0 bis 100%] |  | 0% | [8 empty] | Coal gases | Percent [0 to 100%] |  | 0% | [8 empty] | Coal gases | Percent [0 to 100%] |  | 0% | [8 empty] | Coal gases | Percent [0 to 100%] |  | 0%
239 | CPT_Electricity_mix | e_el_coal_sh | Hardcoal | Percent [0 to 100%] | 1 | PPT |  |  | 11.17% | 11.17% | 11.2% | 8.467% | 3% | 2014: Electricity Supply in Finland (Statistics Finland) 2020 and 2050: Helsingin 30 % päästövähennysselvitys (calculations by Syke, Lounasheimo, Gaia) 2030: Linear assumption between 2020 and 2053 | 2015 | Average, national | Calculated from statistics | Agreed 25th November 2015. | 1 | 1 | 1 | 1 | 1 | 1 | Hardcoal | Percent [0 to 100%] |  | 0% | [8 empty] | Hardcoal | Percent [0 to 100%] | 11.17% | 11.17% | 11.2% | 9.833% | 8.467% | 3% | 2014: Electricity Supply in Finland (Statistics Finland) 2020 and 2050: Helsingin 30 % päästövähennysselvitys (calculations by Syke, Lounasheimo, Gaia) 2030: Linear assumption between 2020 and 2053 | 2015 | Average, national | Calculated from statistics | Agreed 25th November 2015. | Steinkohle | Prozent [0 bis 100%] |  | 0% | [8 empty] | Hardcoal | Percent [0 to 100%] |  | 0% | [8 empty] | Hardcoal | Percent [0 to 100%] |  | 0% | [8 empty] | Hardcoal | Percent [0 to 100%] |  | 0%
240 | CPT_Electricity_mix | e_el_lign_sh | Lignite | Percent [0 to 100%] | 1 | PPT |  |  | 4.76% | 4.76% | 5% | 4% | 2% | 2014: Electricity Supply in Finland (Statistics Finland) 2020 and 2050: Helsingin 30 % päästövähennysselvitys (calculations by Syke, Lounasheimo, Gaia) 2030: Linear assumption between 2020 and 2054 | 2015 | Average, national | Calculated from statistics | Agreed 25th November 2015. | 1 | 1 | 1 | 1 | 1 | 1 | Lignite | Percent [0 to 100%] |  | 0% | [8 empty] | Lignite | Percent [0 to 100%] | 4.76% | 4.76% | 5% | 4.5% | 4% | 2% | 2014: Electricity Supply in Finland (Statistics Finland) 2020 and 2050: Helsingin 30 % päästövähennysselvitys (calculations by Syke, Lounasheimo, Gaia) 2030: Linear assumption between 2020 and 2054 | 2015 | Average, national | Calculated from statistics | Agreed 25th November 2015. | Braunkohle | Prozent [0 bis 100%] |  | 0% | [8 empty] | Lignite | Percent [0 to 100%] |  | 0% | [8 empty] | Lignite | Percent [0 to 100%] |  | 0% | [8 empty] | Lignite | Percent [0 to 100%] |  | 0%
241 | CPT_Electricity_mix | e_el_hydro_sh | Hydro | Percent [0 to 100%] | 1 | PPT |  |  | 15.92% | 15.92% | 15.2% | 14.8% | 14% | 2014: Electricity Supply in Finland (Statistics Finland) 2020 and 2050: Helsingin 30 % päästövähennysselvitys (calculations by Syke, Lounasheimo, Gaia) 2030: Linear assumption between 2020 and 2055 | 2015 | Average, national | Calculated from statistics | Agreed 25th November 2015. | 1 | 1 | 1 | 1 | 1 | 1 | Hydro | Percent [0 to 100%] |  | 0% | [8 empty] | Hydro | Percent [0 to 100%] | 15.92% | 15.92% | 15.2% | 15% | 14.8% | 14% | 2014: Electricity Supply in Finland (Statistics Finland) 2020 and 2050: Helsingin 30 % päästövähennysselvitys (calculations by Syke, Lounasheimo, Gaia) 2030: Linear assumption between 2020 and 2055 | 2015 | Average, national | Calculated from statistics | Agreed 25th November 2015. | Wasser | Prozent [0 bis 100%] |  | 0% | [8 empty] | Hydro | Percent [0 to 100%] |  | 0% | [8 empty] | Hydro | Percent [0 to 100%] |  | 0% | [8 empty] | Hydro | Percent [0 to 100%] |  | 0%
242 | CPT_Electricity_mix | e_el_gas_sh | Natural gas | Percent [0 to 100%] | 1 | PPT |  |  | 9.06% | 9.06% | 10.4% | 7.933% | 3% | 2014: Electricity Supply in Finland (Statistics Finland) 2020 and 2050: Helsingin 30 % päästövähennysselvitys (calculations by Syke, Lounasheimo, Gaia) 2030: Linear assumption between 2020 and 2056 | 2015 | Average, national | Calculated from statistics | Agreed 25th November 2015. | 1 | 1 | 1 | 1 | 1 | 1 | Natural gas | Percent [0 to 100%] |  | 0% | [8 empty] | Natural gas | Percent [0 to 100%] | 9.06% | 9.06% | 10.4% | 9.167% | 7.933% | 3% | 2014: Electricity Supply in Finland (Statistics Finland) 2020 and 2050: Helsingin 30 % päästövähennysselvitys (calculations by Syke, Lounasheimo, Gaia) 2030: Linear assumption between 2020 and 2056 | 2015 | Average, national | Calculated from statistics | Agreed 25th November 2015. | Erdgas | Prozent [0 bis 100%] |  | 0% | [8 empty] | Natural gas | Percent [0 to 100%] |  | 0% | [8 empty] | Natural gas | Percent [0 to 100%] |  | 0% | [8 empty] | Natural gas | Percent [0 to 100%] |  | 0%
243 | CPT_Electricity_mix | e_el_nuclear_sh | Nuclear | Percent [0 to 100%] | 1 | PPT |  |  | 26.29% | 26.29% | 36.2% | 41.47% | 52% | 2014: Electricity Supply in Finland (Statistics Finland) 2020 and 2050: Helsingin 30 % päästövähennysselvitys (calculations by Syke, Lounasheimo, Gaia) 2030: Linear assumption between 2020 and 2057 | 2015 | Average, national | Calculated from statistics | Agreed 25th November 2015. | 1 | 1 | 1 | 1 | 1 | 1 | Nuclear | Percent [0 to 100%] |  | 0% | [8 empty] | Nuclear | Percent [0 to 100%] | 26.29% | 26.29% | 36.2% | 38.83% | 41.47% | 52% | 2014: Electricity Supply in Finland (Statistics Finland) 2020 and 2050: Helsingin 30 % päästövähennysselvitys (calculations by Syke, Lounasheimo, Gaia) 2030: Linear assumption between 2020 and 2057 | 2015 | Average, national | Calculated from statistics | Agreed 25th November 2015. | Atom | Prozent [0 bis 100%] |  | 0% | [8 empty] | Nuclear | Percent [0 to 100%] |  | 0% | [8 empty] | Nuclear | Percent [0 to 100%] |  | 0% | [8 empty] | Nuclear | Percent [0 to 100%] |  | 0%
244 | CPT_Electricity_mix | e_el_oil_sh | Heavy fuel oil | Percent [0 to 100%] | 1 | PPT |  |  | 0.35% | 0.35% | 0.7% | 0.4667% | 1e-06% | 2014: Electricity Supply in Finland (Statistics Finland) 2020 and 2050: Helsingin 30 % päästövähennysselvitys (calculations by Syke, Lounasheimo, Gaia) 2030: Linear assumption between 2020 and 2058 | 2015 | Average, national | Calculated from statistics | Agreed 25th November 2015. | 1 | 1 | 1 | 1 | 1 | 1 | Heavy fuel oil | Percent [0 to 100%] |  | 0% | [8 empty] | Heavy fuel oil | Percent [0 to 100%] | 0.35% | 0.35% | 0.7% | 0.5833% | 0.4667% | 0% | 2014: Electricity Supply in Finland (Statistics Finland) 2020 and 2050: Helsingin 30 % päästövähennysselvitys (calculations by Syke, Lounasheimo, Gaia) 2030: Linear assumption between 2020 and 2058 | 2015 | Average, national | Calculated from statistics | Agreed 25th November 2015. | Öl | Prozent [0 bis 100%] |  | 0% | [8 empty] | Heavy fuel oil | Percent [0 to 100%] |  | 0% | [8 empty] | Heavy fuel oil | Percent [0 to 100%] |  | 0% | [8 empty] | Heavy fuel oil | Percent [0 to 100%] |  | 0%
245 | CPT_Electricity_mix | e_el_other_sh | Import/ others (specific emission factors have to be entered line 80) | Percent [0 to 100%] | 1 | PPT |  |  | 17.83% | 17.83% | 1.3% | 3.2% | 7% | 2014: Electricity Supply in Finland (Statistics Finland) 2020 and 2050: Helsingin 30 % päästövähennysselvitys (calculations by Syke, Lounasheimo, Gaia) 2030: Linear assumption between 2020 and 2059 | 2015 | Average, national | Calculated from statistics | Agreed 25th November 2015. | 1 | 1 | 1 | 1 | 1 | 1 | Import/ others (specific emission factors have to be entered line 80) | Percent [0 to 100%] |  | 0% | [8 empty] | Import/ others (specific emission factors have to be entered line 80) | Percent [0 to 100%] | 17.83% | 17.83% | 1.3% | 2.25% | 3.2% | 7% | 2014: Electricity Supply in Finland (Statistics Finland) 2020 and 2050: Helsingin 30 % päästövähennysselvitys (calculations by Syke, Lounasheimo, Gaia) 2030: Linear assumption between 2020 and 2059 | 2015 | Average, national | Calculated from statistics | Agreed 25th November 2015. | Importe/ Andere (spezifische Emissionsfaktoren bitte in Zeile 80 eintragen) | Prozent [0 bis 100%] |  | 0% | [8 empty] | Import/ others (specific emission factors have to be entered line 80) | Percent [0 to 100%] |  | 0% | [8 empty] | Import/ others (specific emission factors have to be entered line 80) | Percent [0 to 100%] |  | 0% | [8 empty] | Import/ others (specific emission factors have to be entered line 80) | Percent [0 to 100%] |  | 0%
246 | CPT_Electricity_mix | e_el_solar_sh | Photovoltaic | Percent [0 to 100%] | 1 | PPT |  |  | 0% | 0% | 1e-06% | 0% | 1e-06% | 2014: Electricity Supply in Finland (Statistics Finland) 2020 and 2050: Helsingin 30 % päästövähennysselvitys (calculations by Syke, Lounasheimo, Gaia) 2030: Linear assumption between 2020 and 2060 | 2015 | Average, national | Calculated from statistics | Agreed 25th November 2015. | 1 | 1 | 1 | 1 | 1 | 1 | Photovoltaic | Percent [0 to 100%] |  | 0% | [8 empty] | Photovoltaic | Percent [0 to 100%] | 0% | 0% | 0% | 0% | 0% | 0% | 2014: Electricity Supply in Finland (Statistics Finland) 2020 and 2050: Helsingin 30 % päästövähennysselvitys (calculations by Syke, Lounasheimo, Gaia) 2030: Linear assumption between 2020 and 2060 | 2015 | Average, national | Calculated from statistics | Agreed 25th November 2015. | Photovoltaik | Prozent [0 bis 100%] |  | 0% | [8 empty] | Photovoltaic | Percent [0 to 100%] |  | 0% | [8 empty] | Photovoltaic | Percent [0 to 100%] |  | 0% | [8 empty] | Photovoltaic | Percent [0 to 100%] |  | 0%
247 | CPT_Electricity_mix | e_el_geo_sh | Geothermal | Percent [0 to 100%] | 1 | PPT |  |  | 0% | 0% | 1e-06% | 0% | 1e-06% | 2014: Electricity Supply in Finland (Statistics Finland) 2020 and 2050: Helsingin 30 % päästövähennysselvitys (calculations by Syke, Lounasheimo, Gaia) 2030: Linear assumption between 2020 and 2061 | 2015 | Average, national | Calculated from statistics | Agreed 25th November 2015. | 1 | 1 | 1 | 1 | 1 | 1 | Geothermal | Percent [0 to 100%] |  | 0% | [8 empty] | Geothermal | Percent [0 to 100%] | 0% | 0% | 0% | 0% | 0% | 0% | 2014: Electricity Supply in Finland (Statistics Finland) 2020 and 2050: Helsingin 30 % päästövähennysselvitys (calculations by Syke, Lounasheimo, Gaia) 2030: Linear assumption between 2020 and 2061 | 2015 | Average, national | Calculated from statistics | Agreed 25th November 2015. | Geothermal | Prozent [0 bis 100%] |  | 0% | [8 empty] | Geothermal | Percent [0 to 100%] |  | 0% | [8 empty] | Geothermal | Percent [0 to 100%] |  | 0% | [8 empty] | Geothermal | Percent [0 to 100%] |  | 0%
248 | CPT_Electricity_mix | e_el_waste_sh | Waste | Percent [0 to 100%] | 1 | PPT |  |  | 1.19% | 1.19% | 3.4% | 3.267% | 3% | 2014: Electricity Supply in Finland (Statistics Finland) 2020 and 2050: Helsingin 30 % päästövähennysselvitys (calculations by Syke, Lounasheimo, Gaia) 2030: Linear assumption between 2020 and 2062 | 2015 | Average, national | Calculated from statistics | Agreed 25th November 2015. | 1 | 1 | 1 | 1 | 1 | 1 | Waste | Percent [0 to 100%] |  | 0% | [8 empty] | Waste | Percent [0 to 100%] | 1.19% | 1.19% | 3.4% | 3.333% | 3.267% | 3% | 2014: Electricity Supply in Finland (Statistics Finland) 2020 and 2050: Helsingin 30 % päästövähennysselvitys (calculations by Syke, Lounasheimo, Gaia) 2030: Linear assumption between 2020 and 2062 | 2015 | Average, national | Calculated from statistics | Agreed 25th November 2015. | Abfall | Prozent [0 bis 100%] |  | 0% | [8 empty] | Waste | Percent [0 to 100%] |  | 0% | [8 empty] | Waste | Percent [0 to 100%] |  | 0% | [8 empty] | Waste | Percent [0 to 100%] |  | 0%
249 | CPT_Electricity_mix | e_el_wind_sh | Wind | Percent [0 to 100%] | 1 | PPT |  |  | 0.75% | 0.75% | 6.4% | 6.6% | 7% | 2014: Electricity Supply in Finland (Statistics Finland) 2020 and 2050: Helsingin 30 % päästövähennysselvitys (calculations by Syke, Lounasheimo, Gaia) 2030: Linear assumption between 2020 and 2063 | 2015 | Average, national | Calculated from statistics | Agreed 25th November 2015. | 1 | 1 | 1 | 1 | 1 | 1 | Wind | Percent [0 to 100%] |  | 0% | [8 empty] | Wind | Percent [0 to 100%] | 0.75% | 0.75% | 6.4% | 6.5% | 6.6% | 7% | 2014: Electricity Supply in Finland (Statistics Finland) 2020 and 2050: Helsingin 30 % päästövähennysselvitys (calculations by Syke, Lounasheimo, Gaia) 2030: Linear assumption between 2020 and 2063 | 2015 | Average, national | Calculated from statistics | Agreed 25th November 2015. | Wind | Prozent [0 bis 100%] |  | 0% | [8 empty] | Wind | Percent [0 to 100%] |  | 0% | [8 empty] | Wind | Percent [0 to 100%] |  | 0% | [8 empty] | Wind | Percent [0 to 100%] |  | 0%
250 | [11 empty] | 0
251 |  |  | Transmission and distribution losses | [8 empty] | 0 | [12 empty] | Transmission and distribution losses | [11 empty] | Transmission and distribution losses | [12 empty] | Transmissions- und Verteilungsverluste | [11 empty] | Transmission and distribution losses | [11 empty] | Transmission and distribution losses | [11 empty] | Transmission and distribution losses
252 |  |  | Grid losses on each voltage level | [8 empty] | 0% | [12 empty] | Grid losses on each voltage level | [11 empty] | Grid losses on each voltage level | [12 empty] | Anteil auf jeder Spannungsebene | [11 empty] | Grid losses on each voltage level | [11 empty] | Grid losses on each voltage level | [11 empty] | Grid losses on each voltage level
253 |  | E_el_gl_HV | High Voltage (HV) Transmission | Percent [0 to 100%] | 3 | Excel |  |  | 1.5% | 1.5% | 0% | 0% | 0% | Paul Scherrer Institute, Life Cycle Inventories of Electricity Mixes and Grid http://www.esu-services.ch/fileadmin/download/publicLCI/itten-2012-electricity-mix.pdf | 2010 | Average, national | Statistics |  | 1 | 1 | 1 | 1 | 1 | 1 | High Voltage (HV) Transmission | Percent [0 to 100%] |  | 0 | [8 empty] | High Voltage (HV) Transmission | Percent [0 to 100%] | 1.5% | 0.015 |  |  |  |  | Paul Scherrer Institute, Life Cycle Inventories of Electricity Mixes and Grid http://www.esu-services.ch/fileadmin/download/publicLCI/itten-2012-electricity-mix.pdf | 2010 | Average, national | Statistics |  | Hochspannungsverluste (HV) Transmission | Prozent [0 bis 100%] |  | 0 | [8 empty] | High Voltage (HV) Transmission | Percent [0 to 100%] |  | 0 | [8 empty] | High Voltage (HV) Transmission | Percent [0 to 100%] |  | 0 | [8 empty] | High Voltage (HV) Transmission | Percent [0 to 100%] |  | 0
254 |  | E_el_gl_MV | Medium voltage (MV) Transmission | Percent [0 to 100%] | 3 | Excel |  |  | 0.52% | 0.52% | 0% | 0% | 0% | Paul Scherrer Institute, Life Cycle Inventories of Electricity Mixes and Grid http://www.esu-services.ch/fileadmin/download/publicLCI/itten-2012-electricity-mix.pdf | 2010 | Average, national | Statistics |  | 1 | 1 | 1 | 1 | 1 | 1 | Medium voltage (MV) Transmission | Percent [0 to 100%] |  | 0 | [8 empty] | Medium voltage (MV) Transmission | Percent [0 to 100%] | 0.52% | 0.0052 |  |  |  |  | Paul Scherrer Institute, Life Cycle Inventories of Electricity Mixes and Grid http://www.esu-services.ch/fileadmin/download/publicLCI/itten-2012-electricity-mix.pdf | 2010 | Average, national | Statistics |  | Mittelspannungsverluste (MV) Transmission | Prozent [0 bis 100%] |  | 0 | [8 empty] | Medium voltage (MV) Transmission | Percent [0 to 100%] |  | 0 | [8 empty] | Medium voltage (MV) Transmission | Percent [0 to 100%] |  | 0 | [8 empty] | Medium voltage (MV) Transmission | Percent [0 to 100%] |  | 0
255 |  | E_el_gl_LV_NTL | Low Voltage (LV) Distribution grid non technical losses | Percent [0 to 100%] | 3 | PPT |  |  | 0% | 0% | 0% | 0% | 0% | [5 empty] | 1 | 1 | 1 | 1 | 1 | 1 | Low Voltage (LV) Distribution grid non technical losses | Percent [0 to 100%] |  | 0 | [8 empty] | Low Voltage (LV) Distribution grid non technical losses | Percent [0 to 100%] | 0% | 0 | [9 empty] | Nicht-technische Niederspannungsverluste (LV) Distribution | Prozent [0 bis 100%] |  | 0 | [8 empty] | Low Voltage (LV) Distribution grid non technical losses | Percent [0 to 100%] |  | 0 | [8 empty] | Low Voltage (LV) Distribution grid non technical losses | Percent [0 to 100%] |  | 0 | [8 empty] | Low Voltage (LV) Distribution grid non technical losses | Percent [0 to 100%] |  | 0
256 |  | E_el_gl_LV_TL | Low Voltage (LV) Distribution grid technical losses | Percent [0 to 100%] | 3 | Excel |  |  | 2.9% | 2.9% | 0% | 0% | 0% | http://blogi.helen.fi/negawatit-ovat-tarkea-osa-hiilineutraalia-tulevaisuutta/ | 2013 | Average, City |  | Includes both medium- and low-voltage grid | 1 | 1 | 1 | 1 | 1 | 1 | Low vVoltage (LV) Distribution grid technical losses | Percent [0 to 100%] |  | 0 | [8 empty] | Low Voltage (LV) Distribution grid technical losses | Percent [0 to 100%] | 2.9% | 0.029 |  |  |  |  | http://blogi.helen.fi/negawatit-ovat-tarkea-osa-hiilineutraalia-tulevaisuutta/ | 2013 | Average, City |  | Includes both medium- and low-voltage grid | Technische Niederspannungsverluste (LV) Distribution | Prozent [0 bis 100%] |  | 0 | [8 empty] | Low vVoltage (LV) Distribution grid technical losses | Percent [0 to 100%] |  | 0 | [8 empty] | Low vVoltage (LV) Distribution grid technical losses | Percent [0 to 100%] |  | 0 | [8 empty] | Low vVoltage (LV) Distribution grid technical losses | Percent [0 to 100%] |  | 0
257 | [11 empty] | 0
258 |  |  | Share of Heat Consumption From: | [5 empty] | 8.5% | 8.5% | 0% | 0% | 100% | [5 empty] | 1 | 1 | 1 | 1 | 1 | 1 | Share of Heat Consumption From: |  | 0% | 0% | 0% | 0% | 0% | [5 empty] | Share of Heat Consumption From: |  | 100% | 100% | 0% | 0% | 0% | 100% | [5 empty] | Anteile am Wärmebezug: |  | 0% | 0% | 0% | 0% | 0% | [5 empty] | Share of Heat Consumption From: |  | 0% | 0% | 0% | 0% | 0% | [5 empty] | Share of Heat Consumption From: |  | 0% | 0% | 0% | 0% | 0% | [5 empty] | Share of Heat Consumption From: |  | 0% | 0% | 0% | 0% | 0%
259 | CPT_heat/cold_Building | e_he_gasCHP_sh | District heating | Percent [0 to 100%] | 1 | PPT |  |  | 91.5% | 91.5% | 0% | 0% | 91.5% | Helen statistics | 2013 | Average, City | Statistics | CHP heating fuels 47,8 % natural gas, 44,8 % coal, 2 % oil and 5,4 % heat pumps | 1 | 1 | 1 | 1 | 1 | 1 | District heating | Percent [0 to 100%] |  | 0 | [8 empty] | District heating | Percent [0 to 100%] | 91.5% | 0.915 |  |  |  | 91.5% | Helen statistics | 2013 | Average, City | Statistics | CHP heating fuels 47,8 % natural gas, 44,8 % coal, 2 % oil and 5,4 % heat pumps | Fernwärme | Prozent [0 bis 100%] |  | 0 | [8 empty] | District heating | Percent [0 to 100%] |  | 0 | [8 empty] | District heating | Percent [0 to 100%] |  | 0 | [8 empty] | District heating | Percent [0 to 100%] |  | 0
260 | CPT_heat/cold_Building | e_he_geo_sh | Geothermal | Percent [0 to 100%] | 1 | PPT |  |  | 0% | 0% | 0% | 0% | 1e-06% | (Included in District heating) | 2013 | Average, City | Statistics |  | 1 | 1 | 1 | 1 | 1 | 1 | Geothermal | Percent [0 to 100%] |  | 0 | [8 empty] | Geothermal | Percent [0 to 100%] | 0% | 0 |  |  |  | 0% | (Included in District heating) | 2013 | Average, City | Statistics |  | Geothermal | Prozent [0 bis 100%] |  | 0 | [8 empty] | Geothermal | Percent [0 to 100%] |  | 0 | [8 empty] | Geothermal | Percent [0 to 100%] |  | 0 | [8 empty] | Geothermal | Percent [0 to 100%] |  | 0
261 | CPT_heat/cold_Building | e_he_wastebio_sh | Biomass/waste | Percent [0 to 100%] | 1 | PPT |  |  | 0% | 0% | 0% | 0% | 1e-06% | (Included in District heating) | 2013 | Average, City | Statistics |  | 1 | 1 | 1 | 1 | 1 | 1 | Biomass/waste | Percent [0 to 100%] |  | 0 | [8 empty] | Biomass/waste | Percent [0 to 100%] | 0% | 0 |  |  |  | 0% | (Included in District heating) | 2013 | Average, City | Statistics |  | Biomasse/Abfall | Prozent [0 bis 100%] |  | 0 | [8 empty] | Biomass/waste | Percent [0 to 100%] |  | 0 | [8 empty] | Biomass/waste | Percent [0 to 100%] |  | 0 | [8 empty] | Biomass/waste | Percent [0 to 100%] |  | 0
262 | CPT_heat/cold_Building | e_he_lign_sh | Lignite | Percent [0 to 100%] | 1 | PPT |  |  | 0% | 0% | 0% | 0% | 1e-06% | (Included in District heating) | 2013 | Average, City | Statistics |  | 1 | 1 | 1 | 1 | 1 | 1 | Lignite | Percent [0 to 100%] |  | 0 | [8 empty] | Lignite | Percent [0 to 100%] | 0% | 0 |  |  |  | 0% | (Included in District heating) | 2013 | Average, City | Statistics |  | Braunkohle | Prozent [0 bis 100%] |  | 0 | [8 empty] | Lignite | Percent [0 to 100%] |  | 0 | [8 empty] | Lignite | Percent [0 to 100%] |  | 0 | [8 empty] | Lignite | Percent [0 to 100%] |  | 0
263 | CPT_heat/cold_Building | e_he_coal_sh | Hard coal | Percent [0 to 100%] | 1 | PPT |  |  | 0% | 0% | 0% | 0% | 1e-06% | (Included in District heating) | 2013 | Average, City | Statistics |  | 1 | 1 | 1 | 1 | 1 | 1 | Hard coal | Percent [0 to 100%] |  | 0 | [8 empty] | Hard coal | Percent [0 to 100%] | 0% | 0 |  |  |  | 0% | (Included in District heating) | 2013 | Average, City | Statistics |  | Steinkohle | Prozent [0 bis 100%] |  | 0 | [8 empty] | Hard coal | Percent [0 to 100%] |  | 0 | [8 empty] | Hard coal | Percent [0 to 100%] |  | 0 | [8 empty] | Hard coal | Percent [0 to 100%] |  | 0
264 | CPT_heat/cold_Building | e_he_el_sh | Electricity | Percent [0 to 100%] | 1 | PPT |  |  | 4.5% | 4.5% | 0% | 0% | 4.5% | Statistics Finland and HSY statistics | 2013 | Average, City | Calculated from statistics | Electrical heating of buildings | 1 | 1 | 1 | 1 | 1 | 1 | Electricity | Percent [0 to 100%] |  | 0 | [8 empty] | Electricity | Percent [0 to 100%] | 4.5% | 0.045 |  |  |  | 4.5% | Statistics Finland and HSY statistics | 2013 | Average, City | Calculated from statistics | Electrical heating of buildings | Elektrisch | Prozent [0 bis 100%] |  | 0 | [8 empty] | Electricity | Percent [0 to 100%] |  | 0 | [8 empty] | Electricity | Percent [0 to 100%] |  | 0 | [8 empty] | Electricity | Percent [0 to 100%] |  | 0
265 | CPT_heat/cold_Building | e_he_heatpump_sh | Heat/cold pump | Percent [0 to 100%] | 1 | PPT |  |  | 0% | 0% | 0% | 0% | 1e-06% | (Included in District heating) | 2013 | Average, City | Statistics |  | 1 | 1 | 1 | 1 | 1 | 1 | Heat/cold pump | Percent [0 to 100%] |  | 0 | [8 empty] | Heat/cold pump | Percent [0 to 100%] | 0% | 0 |  |  |  | 0% | (Included in District heating) | 2013 | Average, City | Statistics |  | Wärme/Kältepumpen | Prozent [0 bis 100%] |  | 0 | [8 empty] | Heat/cold pump | Percent [0 to 100%] |  | 0 | [8 empty] | Heat/cold pump | Percent [0 to 100%] |  | 0 | [8 empty] | Heat/cold pump | Percent [0 to 100%] |  | 0
266 | CPT_heat/cold_Building | e_he_gas_sh | Natural gas | Percent [0 to 100%] | 1 | PPT |  |  | 0% | 0% | 0% | 0% | 4% | (Included in District heating) | 2013 | Average, City | Statistics | heat pump replace oil in 2050 | 1 | 1 | 1 | 1 | 1 | 1 | Natural gas | Percent [0 to 100%] |  | 0 | [8 empty] | Natural gas | Percent [0 to 100%] | 0% | 0 |  |  |  | 4% | (Included in District heating) | 2013 | Average, City | Statistics | heat pump replace oil in 2050 | Gas | Prozent [0 bis 100%] |  | 0 | [8 empty] | Natural gas | Percent [0 to 100%] |  | 0 | [8 empty] | Natural gas | Percent [0 to 100%] |  | 0 | [8 empty] | Natural gas | Percent [0 to 100%] |  | 0
267 | CPT_heat/cold_Building | e_he_oil_sh | Oil | Percent [0 to 100%] | 1 | PPT |  |  | 4% | 4% | 0% | 0% | 1e-06% | Statistics Finland and HSY statistics | 2013 | Average, City | Calculated from statistics | Only separate Oil heating of buildings, see also CHP. Oil 0% in 2050. | 1 | 1 | 1 | 1 | 1 | 1 | Oil | Percent [0 to 100%] |  | 0 | [8 empty] | Oil | Percent [0 to 100%] | 4% | 0.04 |  |  |  | 0% | Statistics Finland and HSY statistics | 2013 | Average, City | Calculated from statistics | Only separate Oil heating of buildings, see also CHP. Oil 0% in 2050. | Öl | Prozent [0 bis 100%] |  | 0 | [8 empty] | Oil | Percent [0 to 100%] |  | 0 | [8 empty] | Oil | Percent [0 to 100%] |  | 0 | [8 empty] | Oil | Percent [0 to 100%] |  | 0
268 | CPT_ heat/cold_Building | e_he_other_sh | Others not covered above | Percent [0 to 100%] | 1 | PPT |  |  | 0% | 0% | 0% | 0% | 1e-06% |  | 2013 | Average, City | Statistics |  | 1 | 1 | 1 | 1 | 1 | 1 | Others not covered above | Percent [0 to 100%] |  | 0 | [8 empty] | Others not covered above | Percent [0 to 100%] | 0% | 0 |  |  |  | 0% |  | 2013 | Average, City | Statistics |  | Andere nicht aufgeführte | Prozent [0 bis 100%] |  | 0 | [8 empty] | Others not covered above | Percent [0 to 100%] |  | 0 | [8 empty] | Others not covered above | Percent [0 to 100%] |  | 0 | [8 empty] | Others not covered above | Percent [0 to 100%] |  | 0
269 | [11 empty] | 0
270 |  |  | District Heating Specifications | [8 empty] | 0 | [6 empty] | 1 | 1 | 1 | 1 | 1 | 1 | CHP Specifications | [11 empty] | District Heating Specifications | [12 empty] | Fernwärmespezifikationen | [11 empty] | District Heating Specifications | [11 empty] | District Heating Specifications | [11 empty] | District Heating Specifications
271 |  |  | Fuel shares of heat generated by CHPs (energy content) | [5 empty] | 99.97% | 99.97% | 0% | 100% | 0% | [11 empty] | Fuel shares of heat generated by CHPs (energy content) |  | 0% | 0% | 0% | 0% | 0% | [5 empty] | Fuel shares of heat generated by CHPs (energy content) |  | 99.97% | 99.97% | 100% | 100% | 100% | 100% | [5 empty] | Anteilige Wärmeerzeugung nach Treibstoff im Fernwärmenetz (nach Energie) |  | 0% | 0% | 0% | 0% | 0% | [5 empty] | Fuel shares of heat generated by CHPs (energy content) |  | 0% | 0% | 0% | 0% | 0% | [5 empty] | Fuel shares of heat generated by CHPs (energy content) |  | 0% | 0% | 0% | 0% | 0% | [5 empty] | Fuel shares of heat generated by CHPs (energy content) |  | 0% | 0% | 0% | 0% | 0%
272 | CPT_heat/cold_Building | e_he_chp_biogas_sh | Biogas | Percent [0 to 100%] | 1 | PPT |  |  | 0% | 0% | 0% | 0% | 0% | Present: Environmental statistics Helenin ja Vantaan Energian sähkön ja kaukolämmön hankinta energialähteittäin 2002-2014Forecast: Helsingin 30 % päästövähennysselvitys. | 2014 | Average, City | Statistics | Linear intrapolation 2020-2050 | 1 | 1 | 1 | 1 | 1 | 1 | Biogas | Percent [0 to 100%] |  | 0% | [8 empty] | Biogas | Percent [0 to 100%] | 0% | 0% | 0% | 0% | 0% | 0% | Present: Environmental statistics Helenin ja Vantaan Energian sähkön ja kaukolämmön hankinta energialähteittäin 2002-2014Forecast: Helsingin 30 % päästövähennysselvitys. | 2014 | Average, City | Statistics | Linear intrapolation 2020-2050 | Biogas | Prozent [0 bis 100%] |  | 0% | [8 empty] | Biogas | Percent [0 to 100%] |  | 0% | [8 empty] | Biogas | Percent [0 to 100%] |  | 0% | [8 empty] | Biogas | Percent [0 to 100%] |  | 0%
273 | CPT_heat/cold_Building | e_he_chp_wood_sh | Wood | Percent [0 to 100%] | 1 | PPT |  |  | 0% | 0.4% | 2.4% | 33.13% | 94.6% | Present: Environmental statistics Helenin ja Vantaan Energian sähkön ja kaukolämmön hankinta energialähteittäin 2002-2014Forecast: Helsingin 30 % päästövähennysselvitys. | 2014 | Average, City | Statistics | Linear intrapolation 2020-2050 | 1 | 1 | 1 | 1 | 1 | 1 | Wood | Percent [0 to 100%] |  | 0% | [8 empty] | Wood | Percent [0 to 100%] | 0% | 0.4% | 2.4% | 17.77% | 33.13% | 94.6% | Present: Environmental statistics Helenin ja Vantaan Energian sähkön ja kaukolämmön hankinta energialähteittäin 2002-2014Forecast: Helsingin 30 % päästövähennysselvitys. | 2014 | Average, City | Statistics | Linear intrapolation 2020-2050 | Holz (Verbrennung von Biomasse) | Prozent [0 bis 100%] |  | 0% | [8 empty] | Wood | Percent [0 to 100%] |  | 0% | [8 empty] | Wood | Percent [0 to 100%] |  | 0% | [8 empty] | Wood | Percent [0 to 100%] |  | 0%
274 | CPT_heat/cold_Building | e_he_chp_wastemunicipal_sh | Waste | Percent [0 to 100%] | 1 | PPT |  |  | 0% | 0% | 0% | 0% | 0% | Present: Environmental statistics Helenin ja Vantaan Energian sähkön ja kaukolämmön hankinta energialähteittäin 2002-2014Forecast: Helsingin 30 % päästövähennysselvitys. | 2014 | Average, City | Statistics | Linear intrapolation 2020-2050 | 1 | 1 | 1 | 1 | 1 | 1 | Waste | Percent [0 to 100%] |  | 0% | [8 empty] | Waste | Percent [0 to 100%] | 0% | 0% | 0% | 0% | 0% | 0% | Present: Environmental statistics Helenin ja Vantaan Energian sähkön ja kaukolämmön hankinta energialähteittäin 2002-2014Forecast: Helsingin 30 % päästövähennysselvitys. | 2014 | Average, City | Statistics | Linear intrapolation 2020-2050 | Abfall | Prozent [0 bis 100%] |  | 0% | [8 empty] | Waste | Percent [0 to 100%] |  | 0% | [8 empty] | Waste | Percent [0 to 100%] |  | 0% | [8 empty] | Waste | Percent [0 to 100%] |  | 0%
275 | CPT_heat/cold_Building | e_he_chp_lign_sh | Lignite | Percent [0 to 100%] | 1 | PPT |  |  | 0% | 0% | 0% | 0% | 0% | Present: Environmental statistics Helenin ja Vantaan Energian sähkön ja kaukolämmön hankinta energialähteittäin 2002-2014Forecast: Helsingin 30 % päästövähennysselvitys. | 2014 | Average, City | Statistics | Linear intrapolation 2020-2050 | 1 | 1 | 1 | 1 | 1 | 1 | Lignite | Percent [0 to 100%] |  | 0% | [8 empty] | Lignite | Percent [0 to 100%] | 0% | 0% | 0% | 0% | 0% | 0% | Present: Environmental statistics Helenin ja Vantaan Energian sähkön ja kaukolämmön hankinta energialähteittäin 2002-2014Forecast: Helsingin 30 % päästövähennysselvitys. | 2014 | Average, City | Statistics | Linear intrapolation 2020-2050 | Braunkohle | Prozent [0 bis 100%] |  | 0% | [8 empty] | Lignite | Percent [0 to 100%] |  | 0% | [8 empty] | Lignite | Percent [0 to 100%] |  | 0% | [8 empty] | Lignite | Percent [0 to 100%] |  | 0%
276 | CPT_heat/cold_Building | e_he_chp_coal_sh | Hard coal | Percent [0 to 100%] | 1 | PPT |  |  | 44.78% | 44.62% | 43.79% | 29.2% | 1e-05% | Present: Environmental statistics Helenin ja Vantaan Energian sähkön ja kaukolämmön hankinta energialähteittäin 2002-2014Forecast: Helsingin 30 % päästövähennysselvitys. | 2014 | Average, City | Statistics | Linear intrapolation 2020-2050 | 1 | 1 | 1 | 1 | 1 | 1 | Hard coal | Percent [0 to 100%] |  | 0% | [8 empty] | Hard coal | Percent [0 to 100%] | 44.78% | 44.62% | 43.79% | 36.5% | 29.2% | 1e-05% | Present: Environmental statistics Helenin ja Vantaan Energian sähkön ja kaukolämmön hankinta energialähteittäin 2002-2014Forecast: Helsingin 30 % päästövähennysselvitys. | 2014 | Average, City | Statistics | Linear intrapolation 2020-2050 | Steinkohle | Prozent [0 bis 100%] |  | 0% | [8 empty] | Hard coal | Percent [0 to 100%] |  | 0% | [8 empty] | Hard coal | Percent [0 to 100%] |  | 0% | [8 empty] | Hard coal | Percent [0 to 100%] |  | 0%
277 | CPT_heat/cold_Building | e_he_chp_gas_sh | Natural gas | Percent [0 to 100%] | 1 | PPT |  |  | 47.8% | 47.62% | 46.75% | 31.17% | 1e-05% | Present: Environmental statistics Helenin ja Vantaan Energian sähkön ja kaukolämmön hankinta energialähteittäin 2002-2014Forecast: Helsingin 30 % päästövähennysselvitys. | 2014 | Average, City | Statistics | Linear intrapolation 2020-2050 | 1 | 1 | 1 | 1 | 1 | 1 | Natural gas | Percent [0 to 100%] |  | 0% | [8 empty] | Natural gas | Percent [0 to 100%] | 47.8% | 47.62% | 46.75% | 38.96% | 31.17% | 1e-05% | Present: Environmental statistics Helenin ja Vantaan Energian sähkön ja kaukolämmön hankinta energialähteittäin 2002-2014Forecast: Helsingin 30 % päästövähennysselvitys. | 2014 | Average, City | Statistics | Linear intrapolation 2020-2050 | Erdgas | Prozent [0 bis 100%] |  | 0% | [8 empty] | Natural gas | Percent [0 to 100%] |  | 0% | [8 empty] | Natural gas | Percent [0 to 100%] |  | 0% | [8 empty] | Natural gas | Percent [0 to 100%] |  | 0%
278 | CPT_heat/cold_Building | e_he_chp_oil_sh | Oil | Percent [0 to 100%] | 1 | PPT |  |  | 1.99% | 1.935% | 1.658% | 1.106% | 0% | Present: Environmental statistics Helenin ja Vantaan Energian sähkön ja kaukolämmön hankinta energialähteittäin 2002-2014Forecast: Helsingin 30 % päästövähennysselvitys. | 2014 | Average, City | Statistics | Team assumption: 0% by 2050 | 1 | 1 | 1 | 1 | 1 | 1 | Oil | Percent [0 to 100%] |  | 0% | [8 empty] | Oil | Percent [0 to 100%] | 1.99% | 1.935% | 1.658% | 1.382% | 1.106% | 0% | Present: Environmental statistics Helenin ja Vantaan Energian sähkön ja kaukolämmön hankinta energialähteittäin 2002-2014Forecast: Helsingin 30 % päästövähennysselvitys. | 2014 | Average, City | Statistics | Team assumption: 0% by 2050 | Öl | Prozent [0 bis 100%] |  | 0% | [8 empty] | Oil | Percent [0 to 100%] |  | 0% | [8 empty] | Oil | Percent [0 to 100%] |  | 0% | [8 empty] | Oil | Percent [0 to 100%] |  | 0%
279 | CPT_heat/cold_Building | e_he_chp_heatpump_sh | Heat pump | Percent [0 to 100%] | 1 | PPT |  |  | 5.4% | 5.4% | 5.4% | 5.4% | 5.4% | Present: Environmental statistics Helenin ja Vantaan Energian sähkön ja kaukolämmön hankinta energialähteittäin 2002-2014Forecast: Helsingin 30 % päästövähennysselvitys. | 2014 | Average, City | Statistics | COP 4 | 1 | 1 | 1 | 1 | 1 | 1 | Heatpump | Percent [0 to 100%] |  | 0% | [8 empty] | Heatpump | Percent [0 to 100%] | 5.4% | 5.4% | 5.4% | 5.4% | 5.4% | 5.4% | Present: Environmental statistics Helenin ja Vantaan Energian sähkön ja kaukolämmön hankinta energialähteittäin 2002-2014Forecast: Helsingin 30 % päästövähennysselvitys. | 2014 | Average, City | Statistics | COP 4 | Wärmepumpe | Percent [0 to 100%] |  | 0% | [8 empty] | Heatpump | Percent [0 to 100%] |  | 0% | [8 empty] | Heatpump | Percent [0 to 100%] |  | 0% | [8 empty] | Heatpump | Percent [0 to 100%] |  | 0%
280 |  |  | Biogas | [8 empty] | 0 | [12 empty] | Biogas | [11 empty] | Biogas | [12 empty] | Biogas | [11 empty] | Biogas | [11 empty] | Biogas | [11 empty] | Biogas
281 |  | e_he_chp_biogas_h_sh | Thermal fuel efficiency | Percent [0 to 100%], Sum ≠100 |  |  |  |  | 0% | 0% | 0% | 0% | 0% | [5 empty] | 1 | 1 | 1 | 1 | 1 | 1 | Thermal fuel efficiency | Percent [0 to 100%] |  | 0% | [8 empty] | Thermal fuel efficiency | Percent [0 to 100%], Sum ≠100 | 0% | 0% | [9 empty] | Thermischer Wirkungsgrad | Prozent [0 bis 100%], Summe ≠100 |  | 0% | [8 empty] | Thermal fuel efficiency | Percent [0 to 100%], Sum ≠100 |  | 0% | [8 empty] | Thermal fuel efficiency | Percent [0 to 100%], Sum ≠100 |  | 0% | [8 empty] | Thermal fuel efficiency | Percent [0 to 100%], Sum ≠100 |  | 0%
282 |  | e_he_chp_biogas_e_sh | Power fuel efficinecy | Percent [0 to 100%], Sum ≠100 |  |  |  |  | 0% | 0% | 0% | 0% | 0% | [5 empty] | 1 | 1 | 1 | 1 | 1 | 1 | Power fuel efficinecy | Percent [0 to 100%] |  | 0% | [8 empty] | Power fuel efficiency | Percent [0 to 100%], Sum ≠100 | 0% | 0% | [9 empty] | Elektrischer Wirkungsgrad | Prozent [0 bis 100%], Summe ≠100 |  | 0% | [8 empty] | Power fuel efficinecy | Percent [0 to 100%], Sum ≠100 |  | 0% | [8 empty] | Power fuel efficinecy | Percent [0 to 100%], Sum ≠100 |  | 0% | [8 empty] | Power fuel efficinecy | Percent [0 to 100%], Sum ≠100 |  | 0%
283 |  |  | Wood (combustion of biomass) | [8 empty] | 0 | [12 empty] | Wood (combustion of biomass) | [11 empty] | Wood (combustion of biomass) | [12 empty] | Holz (Verbrennung von Biomasse) | [11 empty] | Wood (combustion of biomass) | [11 empty] | Wood (combustion of biomass) | [11 empty] | Wood (combustion of biomass)
284 |  | e_he_chp_wood_h_sh | Thermal fuel efficiency | Percent [0 to 100%], Sum ≠100 |  |  |  |  | 90% | 90% | 0% | 0% | 0% |  | 2014 | Average, City | Statistics | 85% efficiency, 90% when only heating | 1 | 1 | 1 | 1 | 1 | 1 | Thermal fuel efficiency | Percent [0 to 100%] |  | 0% | [8 empty] | Thermal fuel efficiency | Percent [0 to 100%], Sum ≠100 | 90% | 90% | [5 empty] | 2014 | Average, City | Statistics | 85% efficiency, 90% when only heating | Thermischer Wirkungsgrad | Prozent [0 bis 100%], Summe ≠100 |  | 0% | [8 empty] | Thermal fuel efficiency | Percent [0 to 100%], Sum ≠100 |  | 0% | [8 empty] | Thermal fuel efficiency | Percent [0 to 100%], Sum ≠100 |  | 0% | [8 empty] | Thermal fuel efficiency | Percent [0 to 100%], Sum ≠100 |  | 0%
285 |  | e_he_chp_wood_e_sh | Power fuel efficinecy | Percent [0 to 100%], Sum ≠100 |  |  |  |  | 0% | 0% | 0% | 0% | 0% | [5 empty] | 1 | 1 | 1 | 1 | 1 | 1 | Power fuel efficinecy | Percent [0 to 100%] |  | 0% | [8 empty] | Power fuel efficiency | Percent [0 to 100%], Sum ≠100 | 0% | 0% | [9 empty] | Elektrischer Wirkungsgrad | Prozent [0 bis 100%], Summe ≠100 |  | 0% | [8 empty] | Power fuel efficinecy | Percent [0 to 100%], Sum ≠100 |  | 0% | [8 empty] | Power fuel efficinecy | Percent [0 to 100%], Sum ≠100 |  | 0% | [8 empty] | Power fuel efficinecy | Percent [0 to 100%], Sum ≠100 |  | 0%
286 |  |  | Waste | [8 empty] | 0 | [12 empty] | Waste | [11 empty] | Waste | [12 empty] | Abfall | [11 empty] | Waste | [11 empty] | Waste | [11 empty] | Waste
287 |  | e_he_chp_waste_h_sh | Thermal fuel efficiency | Percent [0 to 100%], Sum ≠100 |  |  |  |  | 0% | 0% | 0% | 0% | 0% | [5 empty] | 1 | 1 | 1 | 1 | 1 | 1 | Thermal fuel efficiency | Percent [0 to 100%] |  | 0% | [8 empty] | Thermal fuel efficiency | Percent [0 to 100%], Sum ≠100 | 0% | 0% | [9 empty] | Thermischer Wirkungsgrad | Prozent [0 bis 100%], Summe ≠100 |  | 0% | [8 empty] | Thermal fuel efficiency | Percent [0 to 100%], Sum ≠100 |  | 0% | [8 empty] | Thermal fuel efficiency | Percent [0 to 100%], Sum ≠100 |  | 0% | [8 empty] | Thermal fuel efficiency | Percent [0 to 100%], Sum ≠100 |  | 0%
288 |  | e_he_chp_waste_e_sh | Power fuel efficinecy | Percent [0 to 100%], Sum ≠100 |  |  |  |  | 0% | 0% | 0% | 0% | 0% | [5 empty] | 1 | 1 | 1 | 1 | 1 | 1 | Power fuel efficinecy | Percent [0 to 100%] |  | 0% | [8 empty] | Power fuel efficiency | Percent [0 to 100%], Sum ≠100 | 0% | 0% | [9 empty] | Elektrischer Wirkungsgrad | Prozent [0 bis 100%], Summe ≠100 |  | 0% | [8 empty] | Power fuel efficinecy | Percent [0 to 100%], Sum ≠100 |  | 0% | [8 empty] | Power fuel efficinecy | Percent [0 to 100%], Sum ≠100 |  | 0% | [8 empty] | Power fuel efficinecy | Percent [0 to 100%], Sum ≠100 |  | 0%
289 |  |  | Lignite | [8 empty] | 0 | [12 empty] | Lignite | [11 empty] | Lignite | [12 empty] | Braunkohle | [11 empty] | Lignite | [11 empty] | Lignite | [11 empty] | Lignite
290 |  | e_he_chp_lign_h_sh | Thermal fuel efficiency | Percent [0 to 100%], Sum ≠100 |  |  |  |  | 0% | 0% | 0% | 0% | 0% | [5 empty] | 1 | 1 | 1 | 1 | 1 | 1 | Thermal fuel efficiency | Percent [0 to 100%] |  | 0% | [8 empty] | Thermal fuel efficiency | Percent [0 to 100%], Sum ≠100 |  | 0% | [9 empty] | Thermischer Wirkungsgrad | Prozent [0 bis 100%], Summe ≠100 |  | 0% | [8 empty] | Thermal fuel efficiency | Percent [0 to 100%], Sum ≠100 |  | 0% | [8 empty] | Thermal fuel efficiency | Percent [0 to 100%], Sum ≠100 |  | 0% | [8 empty] | Thermal fuel efficiency | Percent [0 to 100%], Sum ≠100 |  | 0%
291 |  | e_he_chp_lign_e_sh | Power fuel efficinecy | Percent [0 to 100%], Sum ≠100 |  |  |  |  | 0% | 0% | 0% | 0% | 0% | [5 empty] | 1 | 1 | 1 | 1 | 1 | 1 | Power fuel efficinecy | Percent [0 to 100%] |  | 0% | [8 empty] | Power fuel efficiency | Percent [0 to 100%], Sum ≠100 |  | 0% | [9 empty] | Elektrischer Wirkungsgrad | Prozent [0 bis 100%], Summe ≠100 |  | 0% | [8 empty] | Power fuel efficinecy | Percent [0 to 100%], Sum ≠100 |  | 0% | [8 empty] | Power fuel efficinecy | Percent [0 to 100%], Sum ≠100 |  | 0% | [8 empty] | Power fuel efficinecy | Percent [0 to 100%], Sum ≠100 |  | 0%
292 |  |  | Hard Coal | [8 empty] | 0 | [12 empty] | Hard Coal | [11 empty] | Hard Coal | [12 empty] | Steinkohle | [11 empty] | Hard Coal | [11 empty] | Hard Coal | [11 empty] | Hard Coal
293 |  | e_he_chp_coal_h_sh | Thermal fuel efficiency | Percent [0 to 100%], Sum ≠100 |  |  |  |  | 60.8% | 60.8% | 0% | 0% | 0% | https://www.helen.fi/helen-oy/tietoa-yrityksesta/energiantuotanto/voimalaitokset/hanasaari/ | 2012 | Average, City | Calculated from statistics | The efficiency was calculated taking a weighed average of the shares of heat and power generation and by the power of different power plants. | 1 | 1 | 1 | 1 | 1 | 1 | Thermal fuel efficiency | Percent [0 to 100%] |  | 0% | [8 empty] | Thermal fuel efficiency | Percent [0 to 100%], Sum ≠100 | 60.8% | 60.8% |  |  |  |  | https://www.helen.fi/helen-oy/tietoa-yrityksesta/energiantuotanto/voimalaitokset/hanasaari/ | 2012 | Average, City | Calculated from statistics | The efficiency was calculated taking a weighed average of the shares of heat and power generation and by the power of different power plants. | Thermischer Wirkungsgrad | Prozent [0 bis 100%], Summe ≠100 |  | 0% | [8 empty] | Thermal fuel efficiency | Percent [0 to 100%], Sum ≠100 |  | 0% | [8 empty] | Thermal fuel efficiency | Percent [0 to 100%], Sum ≠100 |  | 0% | [8 empty] | Thermal fuel efficiency | Percent [0 to 100%], Sum ≠100 |  | 0%
294 |  | e_he_chp_coal_e_sh | Power fuel efficinecy | Percent [0 to 100%], Sum ≠100 |  |  |  |  | 26.2% | 26.2% | 0% | 0% | 0% | https://www.helen.fi/helen-oy/tietoa-yrityksesta/energiantuotanto/voimalaitokset/hanasaari/ | 2012 | Average, City | Calculated from statistics | The efficiency was calculated taking a weighed average of the shares of heat and power generation and by the power of different power plants. | 1 | 1 | 1 | 1 | 1 | 1 | Power fuel efficinecy | Percent [0 to 100%] |  | 0% | [8 empty] | Power fuel efficiency | Percent [0 to 100%], Sum ≠100 | 26.2% | 26.2% |  |  |  |  | https://www.helen.fi/helen-oy/tietoa-yrityksesta/energiantuotanto/voimalaitokset/hanasaari/ | 2012 | Average, City | Calculated from statistics | The efficiency was calculated taking a weighed average of the shares of heat and power generation and by the power of different power plants. | Elektrischer Wirkungsgrad | Prozent [0 bis 100%], Summe ≠100 |  | 0% | [8 empty] | Power fuel efficinecy | Percent [0 to 100%], Sum ≠100 |  | 0% | [8 empty] | Power fuel efficinecy | Percent [0 to 100%], Sum ≠100 |  | 0% | [8 empty] | Power fuel efficinecy | Percent [0 to 100%], Sum ≠100 |  | 0%
295 |  |  | Natural Gas | [8 empty] | 0 | [12 empty] | Natural Gas | [11 empty] | Natural Gas | [12 empty] | Erdgas | [11 empty] | Natural Gas | [11 empty] | Natural Gas | [11 empty] | Natural Gas
296 |  | e_he_chp_gas_h_sh | Thermal fuel efficiency | Percent [0 to 100%], Sum ≠100 |  |  |  |  | 43.1% | 43.1% | 0% | 0% | 0% | Maakaasu kaukolämmön ja sähkön tuotannossa Case Vuosaari, Helsingin Energia http://www.kaasuyhdistys.fi/sites/default/files/pdf/esitykset/Ari%20Laine%20-%20Maakaasu%20CHP%20%20case%20Vuosaari.pdf | 2009 | Average, City | Calculated from statistics | The efficiency was calculated taking a weighed average of the shares of heat and power generation and by the power of different power plants. | 1 | 1 | 1 | 1 | 1 | 1 | Thermal fuel efficiency | Percent [0 to 100%] |  | 0% | [8 empty] | Thermal fuel efficiency | Percent [0 to 100%], Sum ≠100 | 43.1% | 43.1% |  |  |  |  | Maakaasu kaukolämmön ja sähkön tuotannossa Case Vuosaari, Helsingin Energia http://www.kaasuyhdistys.fi/sites/default/files/pdf/esitykset/Ari%20Laine%20-%20Maakaasu%20CHP%20%20case%20Vuosaari.pdf | 2009 | Average, City | Calculated from statistics | The efficiency was calculated taking a weighed average of the shares of heat and power generation and by the power of different power plants. | Thermischer Wirkungsgrad | Prozent [0 bis 100%], Summe ≠100 |  | 0% | [8 empty] | Thermal fuel efficiency | Percent [0 to 100%], Sum ≠100 |  | 0% | [8 empty] | Thermal fuel efficiency | Percent [0 to 100%], Sum ≠100 |  | 0% | [8 empty] | Thermal fuel efficiency | Percent [0 to 100%], Sum ≠100 |  | 0%
297 |  | e_he_chp_gas_e_sh | Power fuel efficinecy | Percent [0 to 100%], Sum ≠100 |  |  |  |  | 48.7% | 48.7% | 0% | 0% | 0% | Maakaasu kaukolämmön ja sähkön tuotannossa Case Vuosaari, Helsingin Energia http://www.kaasuyhdistys.fi/sites/default/files/pdf/esitykset/Ari%20Laine%20-%20Maakaasu%20CHP%20%20case%20Vuosaari.pdf | 2009 | Average, City | Calculated from statistics | The efficiency was calculated taking a weighed average of the shares of heat and power generation and by the power of different power plants. | 1 | 1 | 1 | 1 | 1 | 1 | Power fuel efficinecy | Percent [0 to 100%] |  | 0% | [8 empty] | Power fuel efficiency | Percent [0 to 100%], Sum ≠100 | 48.7% | 48.7% |  |  |  |  | Maakaasu kaukolämmön ja sähkön tuotannossa Case Vuosaari, Helsingin Energia http://www.kaasuyhdistys.fi/sites/default/files/pdf/esitykset/Ari%20Laine%20-%20Maakaasu%20CHP%20%20case%20Vuosaari.pdf | 2009 | Average, City | Calculated from statistics | The efficiency was calculated taking a weighed average of the shares of heat and power generation and by the power of different power plants. | Elektrischer Wirkungsgrad | Prozent [0 bis 100%], Summe ≠100 |  | 0% | [8 empty] | Power fuel efficinecy | Percent [0 to 100%], Sum ≠100 |  | 0% | [8 empty] | Power fuel efficinecy | Percent [0 to 100%], Sum ≠100 |  | 0% | [8 empty] | Power fuel efficinecy | Percent [0 to 100%], Sum ≠100 |  | 0%
298 |  |  | Oil | [8 empty] | 0 | [12 empty] | Oil | [11 empty] | Oil | [12 empty] | ÖL | [11 empty] | Oil | [11 empty] | Oil | [11 empty] | Oil
299 |  | e_he_chp_oil_h_sh | Thermal fuel efficiency | Percent [0 to 100%], Sum ≠100 |  |  |  |  | 0% | 0% | 0% | 0% | 0% | [5 empty] | 1 | 1 | 1 | 1 | 1 | 1 | Thermal fuel efficiency | Percent [0 to 100%] |  | 0% | [8 empty] | Thermal fuel efficiency | Percent [0 to 100%], Sum ≠100 | 0% | 0% | [9 empty] | Thermischer Wirkungsgrad | Prozent [0 bis 100%], Summe ≠100 |  | 0% | [8 empty] | Thermal fuel efficiency | Percent [0 to 100%], Sum ≠100 |  | 0% | [8 empty] | Thermal fuel efficiency | Percent [0 to 100%], Sum ≠100 |  | 0% | [8 empty] | Thermal fuel efficiency | Percent [0 to 100%], Sum ≠100 |  | 0%
300 |  | e_he_chp_oil_e_sh | Power fuel efficinecy | Percent [0 to 100%], Sum ≠100 |  |  |  |  | 0% | 0% | 0% | 0% | 0% | [5 empty] | 1 | 1 | 1 | 1 | 1 | 1 | Power fuel efficinecy | Percent [0 to 100%] |  | 0% | [8 empty] | Power fuel efficiency | Percent [0 to 100%], Sum ≠100 | 0% | 0% | [9 empty] | Elektrischer Wirkungsgrad | Prozent [0 bis 100%], Summe ≠100 |  | 0% | [8 empty] | Power fuel efficinecy | Percent [0 to 100%], Sum ≠100 |  | 0% | [8 empty] | Power fuel efficinecy | Percent [0 to 100%], Sum ≠100 |  | 0% | [8 empty] | Power fuel efficinecy | Percent [0 to 100%], Sum ≠100 |  | 0%
301 |  |  | Network losses | [8 empty] | 0 | [12 empty] | Network losses | [11 empty] | Network losses | [12 empty] | Netzwerkverluste | [11 empty] | Network losses | [11 empty] | Network losses | [11 empty] | Network losses
302 |  | e_he_dhn_loss | District heating network losses | Percent [0 to 100%] |  |  |  |  | 0.072 | 0.072 | 0 | 0 | 0 | Rauno Tolonen Helen, 2014 http://blogi.helen.fi/negawatit-ovat-tarkea-osa-hiilineutraalia-tulevaisuutta/ | 2013 | Average, City | Statistics | Numbers from Helen |  | 1 | 1 | 1 | 1 | 1 | District heating network losses | Percent [0 to 100%] |  | 0 | [8 empty] | District heating network losses | Percent [0 to 100%] | 7.2% | 0.072 |  |  |  |  | Rauno Tolonen Helen, 2014 http://blogi.helen.fi/negawatit-ovat-tarkea-osa-hiilineutraalia-tulevaisuutta/ | 2013 | Average, City | Statistics | Numbers from Helen | Verluste im Fernwärmenetz | Percent [0 to 100%] |  | 0 | [8 empty] | District heating network losses | Percent [0 to 100%] |  | 0 | [8 empty] | District heating network losses | Percent [0 to 100%] |  | 0 | [8 empty] | District heating network losses | Percent [0 to 100%] |  | 0
303 | [11 empty] | 0
304 |  |  | OPTIONAL: Specific Green House Gas Emissions (CO2e) of Power Generation Based On | [8 empty] | 0 | [12 empty] | OPTIONAL: Specific Green House Gas Emissions of Power Generation Based On | [11 empty] | Optional: Specific Green House Gas Emissions of Power Generation Based On | [12 empty] | OPTIONAL: Spezifische Treibhausgasemissionen der Energieerzeugung: | [11 empty] | OPTIONAL: Specific Green House Gas Emissions of Power Generation Based On | [11 empty] | OPTIONAL: Specific Green House Gas Emissions of Power Generation Based On | [11 empty] | OPTIONAL: Specific Green House Gas Emissions of Power Generation Based On
305 | CPT_Electricity_rail | CO2e_for Rail | Rail systems, if different from city grid mix | kg per kilowatt hour [kg/kWh] |  |  |  |  | 0 | 0 | 0 | 0 | 0 | [5 empty] | 0.0034121 | 1 | 1 | 1 | 1 | 1 | Rail systems, if different from city grid mix | Kilogram per million Btu [kg/MBtu] |  | 0 | [8 empty] | Rail systems, if different from city grid mix | kg per kilowatt hour [kg/kWh] |  | 0 | [9 empty] | Bahnstrom, falls verschieden vom Stadtenergiemix | kg pro kilowatt Stunden [kgCO2e/kWh] |  | 0 | [8 empty] | Rail systems, if different from city grid mix | kg per kilowatt hour [kg/kWh] |  | 0 | [8 empty] | Rail systems, if different from city grid mix | kg per kilowatt hour [kg/kWh] |  | 0 | [8 empty] | Rail systems, if different from city grid mix | kg per kilowatt hour [kg/kWh] |  | 0
306 | CPT_Electricity_biomass | CO2e_biomass_spec | Biomass | kg per kilowatt hour [kg/kWh] |  |  |  |  | 0 | 0 | 0 | 0 | 0 | [5 empty] | 0.0034121 | 1 | 1 | 1 | 1 | 1 | Biomass | Kilogram per million Btu [kg/MBtu] |  | 0 | [8 empty] | Biomass | kg per kilowatt hour [kg/kWh] |  | 0 | [9 empty] | Biomasse | kg pro kilowatt Stunden [kgCO2e/kWh] |  | 0 | [8 empty] | Biomass | kg per kilowatt hour [kg/kWh] |  | 0 | [8 empty] | Biomass | kg per kilowatt hour [kg/kWh] |  | 0 | [8 empty] | Biomass | kg per kilowatt hour [kg/kWh] |  | 0
307 | CPT_Electricity_biogas | CO2e_biogas_spec | Biogas | kg per kilowatt hour [kg/kWh] |  |  |  |  | 0 | 0 | 0 | 0 | 0 | [5 empty] | 0.0034121 | 1 | 1 | 1 | 1 | 1 | Biogas | Kilogram per million Btu [kg/MBtu] |  | 0 | [8 empty] | Biogas | kg per kilowatt hour [kg/kWh] |  | 0 | [9 empty] | Biogas | kg pro kilowatt Stunden [kgCO2e/kWh] |  | 0 | [8 empty] | Biogas | kg per kilowatt hour [kg/kWh] |  | 0 | [8 empty] | Biogas | kg per kilowatt hour [kg/kWh] |  | 0 | [8 empty] | Biogas | kg per kilowatt hour [kg/kWh] |  | 0
308 | CPT_Electricity_coal | CO2e_coal_spec | Hard coal | kg per kilowatt hour [kg/kWh] |  |  |  |  | 0 | 0 | 0 | 0 | 0 | [5 empty] | 0.0034121 | 1 | 1 | 1 | 1 | 1 | Hard coal | Kilogram per million Btu [kg/MBtu] |  | 0 | [8 empty] | Hard coal | kg per kilowatt hour [kg/kWh] |  | 0 | [9 empty] | Steinkohle | kg pro kilowatt Stunden [kgCO2e/kWh] |  | 0 | [8 empty] | Hard coal | kg per kilowatt hour [kg/kWh] |  | 0 | [8 empty] | Hard coal | kg per kilowatt hour [kg/kWh] |  | 0 | [8 empty] | Hard coal | kg per kilowatt hour [kg/kWh] |  | 0
309 | CPT_Electricity_lignite | CO2e_lignite_spec | Lignite | kg per kilowatt hour [kg/kWh] |  |  |  |  | 0 | 0 | 0 | 0 | 0 | [5 empty] | 0.0034121 | 1 | 1 | 1 | 1 | 1 | Lignite | Kilogram per million Btu [kg/MBtu] |  | 0 | [8 empty] | Lignite | kg per kilowatt hour [kg/kWh] |  | 0 | [9 empty] | Braunkohle | kg pro kilowatt Stunden [kgCO2e/kWh] |  | 0 | [8 empty] | Lignite | kg per kilowatt hour [kg/kWh] |  | 0 | [8 empty] | Lignite | kg per kilowatt hour [kg/kWh] |  | 0 | [8 empty] | Lignite | kg per kilowatt hour [kg/kWh] |  | 0
310 | CPT_Electricity_hydro | CO2e_hydro_spec | Hydro | kg per kilowatt hour [kg/kWh] |  |  |  |  | 0 | 0 | 0 | 0 | 0 | [5 empty] | 0.0034121 | 1 | 1 | 1 | 1 | 1 | Hydro | Kilogram per million Btu [kg/MBtu] |  | 0 | [8 empty] | Hydro | kg per kilowatt hour [kg/kWh] |  | 0 | [9 empty] | Wasser | kg pro kilowatt Stunden [kgCO2e/kWh] |  | 0 | [8 empty] | Hydro | kg per kilowatt hour [kg/kWh] |  | 0 | [8 empty] | Hydro | kg per kilowatt hour [kg/kWh] |  | 0 | [8 empty] | Hydro | kg per kilowatt hour [kg/kWh] |  | 0
311 | CPT_Electricity_gas | CO2e_gas_spec | Natural gas | kg per kilowatt hour [kg/kWh] |  |  |  |  | 0 | 0 | 0 | 0 | 0 | [5 empty] | 0.0034121 | 1 | 1 | 1 | 1 | 1 | Natural gas | Kilogram per million Btu [kg/MBtu] |  | 0 | [8 empty] | Natural gas | kg per kilowatt hour [kg/kWh] |  | 0 | [9 empty] | Erdgas | kg pro kilowatt Stunden [kgCO2e/kWh] |  | 0 | [8 empty] | Natural gas | kg per kilowatt hour [kg/kWh] |  | 0 | [8 empty] | Natural gas | kg per kilowatt hour [kg/kWh] |  | 0 | [8 empty] | Natural gas | kg per kilowatt hour [kg/kWh] |  | 0
312 | CPT_Electricity_nuclear | CO2e_nuclear_spec | Nuclear | kg per kilowatt hour [kg/kWh] |  |  |  |  | 0 | 0 | 0 | 0 | 0 | [5 empty] | 0.0034121 | 1 | 1 | 1 | 1 | 1 | Nuclear | Kilogram per million Btu [kg/MBtu] |  | 0 | [8 empty] | Nuclear | kg per kilowatt hour [kg/kWh] |  | 0 | [9 empty] | Atom | kg pro kilowatt Stunden [kgCO2e/kWh] |  | 0 | [8 empty] | Nuclear | kg per kilowatt hour [kg/kWh] |  | 0 | [8 empty] | Nuclear | kg per kilowatt hour [kg/kWh] |  | 0 | [8 empty] | Nuclear | kg per kilowatt hour [kg/kWh] |  | 0
313 | CPT_Electricity_oil | CO2e_oil_spec | Heavy fuel oil | kg per kilowatt hour [kg/kWh] |  |  |  |  | 0 | 0 | 0 | 0 | 0 | [5 empty] | 0.0034121 | 1 | 1 | 1 | 1 | 1 | Heavy fuel oil | Kilogram per million Btu [kg/MBtu] |  | 0 | [8 empty] | Heavy fuel oil | kg per kilowatt hour [kg/kWh] |  | 0 | [9 empty] | Öl | kg pro kilowatt Stunden [kgCO2e/kWh] |  | 0 | [8 empty] | Heavy fuel oil | kg per kilowatt hour [kg/kWh] |  | 0 | [8 empty] | Heavy fuel oil | kg per kilowatt hour [kg/kWh] |  | 0 | [8 empty] | Heavy fuel oil | kg per kilowatt hour [kg/kWh] |  | 0
314 | CPT_Electricity_other | CO2e_other_spec | Other | kg per kilowatt hour [kg/kWh] |  |  |  |  | 0 | 0 | 0 | 0 | 0 |  | 2014 | Average, national | Calculated from statistics | Electricity specific emissions are calculated from national statistics of Finnish statistical center with benefit allocation method by formula: consumed el in Finland/Finnish electricity production emissions (0,128) | 0.0034121 | 1 | 1 | 1 | 1 | 1 | Other | Kilogram per million Btu [kg/MBtu] |  | 0 | [8 empty] | Other | kg per kilowatt hour [kg/kWh] |  | 0 | [5 empty] | 2014 | Average, national | Calculated from statistics | Electricity specific emissions are calculated from national statistics of Finnish statistical center with benefit allocation method by formula: consumed el in Finland/Finnish electricity production emissions (0,128) | Andere | kg pro kilowatt Stunden [kgCO2e/kWh] |  | 0 | [8 empty] | Other | kg per kilowatt hour [kg/kWh] |  | 0 | [8 empty] | Other | kg per kilowatt hour [kg/kWh] |  | 0 | [8 empty] | Other | kg per kilowatt hour [kg/kWh] |  | 0
315 | CPT_Electricity_solar | CO2e_solar_spec | Photovoltaic Solar | kg per kilowatt hour [kg/kWh] |  |  |  |  | 0 | 0 | 0 | 0 | 0 | [5 empty] | 0.0034121 | 1 | 1 | 1 | 1 | 1 | Photovoltaic Solar | Kilogram per million Btu [kg/MBtu] |  | 0 | [8 empty] | Photovoltaic Solar | kg per kilowatt hour [kg/kWh] |  | 0 | [9 empty] | Photovoltaik | kg pro kilowatt Stunden [kgCO2e/kWh] |  | 0 | [8 empty] | Photovoltaic Solar | kg per kilowatt hour [kg/kWh] |  | 0 | [8 empty] | Photovoltaic Solar | kg per kilowatt hour [kg/kWh] |  | 0 | [8 empty] | Photovoltaic Solar | kg per kilowatt hour [kg/kWh] |  | 0
316 | CPT_Electricity_wind | CO2e_wind_spec | Wind | kg per kilowatt hour [kg/kWh] |  |  |  |  | 0 | 0 | 0 | 0 | 0 | [5 empty] | 0.0034121 | 1 | 1 | 1 | 1 | 1 | Wind | Kilogram per million Btu [kg/MBtu] |  | 0 | [8 empty] | Wind | kg per kilowatt hour [kg/kWh] |  | 0 | [9 empty] | Wind | kg pro kilowatt Stunden [kgCO2e/kWh] |  | 0 | [8 empty] | Wind | kg per kilowatt hour [kg/kWh] |  | 0 | [8 empty] | Wind | kg per kilowatt hour [kg/kWh] |  | 0 | [8 empty] | Wind | kg per kilowatt hour [kg/kWh] |  | 0
317 | CPT_Electricity_waste | CO2e_waste_spec | Waste | kg per kilowatt hour [kg/kWh] |  |  |  |  | 0 | 0 | 0 | 0 | 0 | [5 empty] | 0.0034121 | 1 | 1 | 1 | 1 | 1 | Waste | Kilogram per million Btu [kg/MBtu] |  | 0 | [8 empty] | Waste | kg per kilowatt hour [kg/kWh] |  | 0 | [9 empty] | Abfall | kg pro kilowatt Stunden [kgCO2e/kWh] |  | 0 | [8 empty] | Waste | kg per kilowatt hour [kg/kWh] |  | 0 | [8 empty] | Waste | kg per kilowatt hour [kg/kWh] |  | 0 | [8 empty] | Waste | kg per kilowatt hour [kg/kWh] |  | 0
318 | [11 empty] | 0
319 |  |  | Optional: Specific Green House Gas Emissions (CO2e) Of Heat Generation Based On | [8 empty] | 0 | [12 empty] | OPTIONAL: Specific Green House Gas Emissions Of Heat Generation Based On | [11 empty] | Optional: Specific Green House Gas Emissions of Heat Generation Based On | [12 empty] | Optional: Spezifische Treibhausgasemissionen der Wärmeerzeugung | [11 empty] | Optional: Specific Green House Gas Emissions Of Heat Generation Based On | [11 empty] | Optional: Specific Green House Gas Emissions Of Heat Generation Based On | [11 empty] | Optional: Specific Green House Gas Emissions Of Heat Generation Based On
320 | CPT_heat/cold_geoth | CO2e_geoth_spec | Geothermal | kg per kilowatt hour thermic [kg/kWht] |  |  |  |  | 0 | 0 | 0 | 0 | 0 | [5 empty] | 0.0034121 | 1 | 1 | 1 | 1 | 1 | Geothermal | Kilogram per million Btu [kg/MBtu] |  | 0 | [8 empty] | Geothermal | kg per kilowatt hour thermic [kg/kWht] |  | 0 | [9 empty] | Geothermal | kg pro kilowatt Stunden thermisch [kgCO2e/kWht] |  | 0 | [8 empty] | Geothermal | kg per kilowatt hour thermic [kg/kWht] |  | 0 | [8 empty] | Geothermal | kg per kilowatt hour thermic [kg/kWht] |  | 0 | [8 empty] | Geothermal | kg per kilowatt hour thermic [kg/kWht] |  | 0
321 | CPT_heat/cold_biomass | CO2e_biomh_spec | Biomass | kg per kilowatt hour thermic [kg/kWht] |  |  |  |  | 0 | 0 | 0 | 0 | 0 | [5 empty] | 0.0034121 | 1 | 1 | 1 | 1 | 1 | Biomass | Kilogram per million Btu [kg/MBtu] |  | 0 | [8 empty] | Biomass | kg per kilowatt hour thermic [kg/kWht] |  | 0 | [9 empty] | Biomass | kg pro kilowatt Stunden thermisch [kgCO2e/kWht] |  | 0 | [8 empty] | Biomass | kg per kilowatt hour thermic [kg/kWht] |  | 0 | [8 empty] | Biomass | kg per kilowatt hour thermic [kg/kWht] |  | 0 | [8 empty] | Biomass | kg per kilowatt hour thermic [kg/kWht] |  | 0
322 | CPT_heat/cold_lignite | CO2e_lignh_spec | Lignite | kg per kilowatt hour thermic [kg/kWht] |  |  |  |  | 0 | 0 | 0 | 0 | 0 | [5 empty] | 0.0034121 | 1 | 1 | 1 | 1 | 1 | Lignite | Kilogram per million Btu [kg/MBtu] |  | 0 | [8 empty] | Lignite | kg per kilowatt hour thermic [kg/kWht] |  | 0 | [9 empty] | Braunkohle | kg pro kilowatt Stunden thermisch [kgCO2e/kWht] |  | 0 | [8 empty] | Lignite | kg per kilowatt hour thermic [kg/kWht] |  | 0 | [8 empty] | Lignite | kg per kilowatt hour thermic [kg/kWht] |  | 0 | [8 empty] | Lignite | kg per kilowatt hour thermic [kg/kWht] |  | 0
323 | CPT_heat/cold_hardcoal | CO2e_coalh_spec | Hard coal | kg per kilowatt hour thermic [kg/kWht] |  |  |  |  | 0 | 0 | 0 | 0 | 0 | [5 empty] | 0.0034121 | 1 | 1 | 1 | 1 | 1 | Hard coal | Kilogram per million Btu [kg/MBtu] |  | 0 | [8 empty] | Hard coal | kg per kilowatt hour thermic [kg/kWht] |  | 0 | [9 empty] | Steinkohle | kg pro kilowatt Stunden thermisch [kgCO2e/kWht] |  | 0 | [8 empty] | Hard coal | kg per kilowatt hour thermic [kg/kWht] |  | 0 | [8 empty] | Hard coal | kg per kilowatt hour thermic [kg/kWht] |  | 0 | [8 empty] | Hard coal | kg per kilowatt hour thermic [kg/kWht] |  | 0
324 | CPT_heat/cold_electricity | CO2e_eleh_spec | Electricity | kg per kilowatt hour thermic [kg/kWht] |  |  |  |  | 0 | 0 | 0 | 0 | 0 |  | 2014 | Average, national | Extrapolated | Esimation on national electrical heating emissions http://www.motiva.fi/files/6515/Ilmastolaskurissa_kaytetyt_oletuskertoimet_ja_-arvot.pdf (400) | 0.0034121 | 1 | 1 | 1 | 1 | 1 | Electricity | Kilogram per million Btu [kg/MBtu] |  | 0 | [8 empty] | Electricity | kg per kilowatt hour thermic [kg/kWht] |  | 0 | [5 empty] | 2014 | Average, national | Extrapolated | Esimation on national electrical heating emissions http://www.motiva.fi/files/6515/Ilmastolaskurissa_kaytetyt_oletuskertoimet_ja_-arvot.pdf (400) | Elektrisch | kg pro kilowatt Stunden thermisch [kgCO2e/kWht] |  | 0 | [8 empty] | Electricity | kg per kilowatt hour thermic [kg/kWht] |  | 0 | [8 empty] | Electricity | kg per kilowatt hour thermic [kg/kWht] |  | 0 | [8 empty] | Electricity | kg per kilowatt hour thermic [kg/kWht] |  | 0
325 | CPT_heat/cold_CHP | CO2e_CHP_spec | Gas fired combined heat and power generation | kg per kilowatt hour thermic [kg/kWht] |  |  |  |  | 0 | 0 | 0 | 0 | 0 |  | 2014 | Average, City | Calculated from statistics | http://www.motiva.fi/files/6515/Ilmastolaskurissa_kaytetyt_oletuskertoimet_ja_-arvot.pdf District heating specific emissions are calculated with benefit allocation method. CHP is compared with separate production of el and heating and the benefit of CHP is shared between heat and power, 50 % for each product. (Notice: Copenhagen shares this benefit only for heating so the emissions of district heating become lower than in Helsinki, but comparable emissions by using Copenhagen's method in Helsinki would bring district heating emission factor to under 0,1 kg CO2 per kilowatt hour.) (0,186) | 0.0034121 | 1 | 1 | 1 | 1 | 1 | Gas fired combined heat and power generation | Kilogram per million Btu [kg/MBtu] |  | 0 | [8 empty] | Gas fired combined heat and power generation | kg per kilowatt hour thermic [kg/kWht] |  | 0 | [5 empty] | 2014 | Average, City | Calculated from statistics | http://www.motiva.fi/files/6515/Ilmastolaskurissa_kaytetyt_oletuskertoimet_ja_-arvot.pdf District heating specific emissions are calculated with benefit allocation method. CHP is compared with separate production of el and heating and the benefit of CHP is shared between heat and power, 50 % for each product. (Notice: Copenhagen shares this benefit only for heating so the emissions of district heating become lower than in Helsinki, but comparable emissions by using Copenhagen's method in Helsinki would bring district heating emission factor to under 0,1 kg CO2 per kilowatt hour.) (0,186) | Kombinierte Kraft-Wärmekopplung (gas) | kg pro kilowatt Stunden thermisch [kgCO2e/kWht] |  | 0 | [8 empty] | Gas fired combined heat and power generation | kg per kilowatt hour thermic [kg/kWht] |  | 0 | [8 empty] | Gas fired combined heat and power generation | kg per kilowatt hour thermic [kg/kWht] |  | 0 | [8 empty] | Gas fired combined heat and power generation | kg per kilowatt hour thermic [kg/kWht] |  | 0
326 | CPT_heat/cold_pump | CO2e_pumph_spec | Heat/cold pumps | kg per kilowatt hour thermic [kg/kWht] |  |  |  |  | 0 | 0 | 0 | 0 | 0 | [5 empty] | 0.0034121 | 1 | 1 | 1 | 1 | 1 | Heat/cold pumps | Kilogram per million Btu [kg/MBtu] |  | 0 | [8 empty] | Heat/cold pumps | kg per kilowatt hour thermic [kg/kWht] |  | 0 | [9 empty] | Wärme/Kältepumpen | kg pro kilowatt Stunden thermisch [kgCO2e/kWht] |  | 0 | [8 empty] | Heat/cold pumps | kg per kilowatt hour thermic [kg/kWht] |  | 0 | [8 empty] | Heat/cold pumps | kg per kilowatt hour thermic [kg/kWht] |  | 0 | [8 empty] | Heat/cold pumps | kg per kilowatt hour thermic [kg/kWht] |  | 0
327 | CPT_heat/cold_gas | CO2e_gash_spec | Natural gas | kg per kilowatt hour thermic [kg/kWht] |  |  |  |  | 0 | 0 | 0 | 0 | 0 | [5 empty] | 0.0034121 | 1 | 1 | 1 | 1 | 1 | Natural gas | Kilogram per million Btu [kg/MBtu] |  | 0 | [8 empty] | Natural gas | kg per kilowatt hour thermic [kg/kWht] |  | 0 | [9 empty] | Erdgas | kg pro kilowatt Stunden thermisch [kgCO2e/kWht] |  | 0 | [8 empty] | Natural gas | kg per kilowatt hour thermic [kg/kWht] |  | 0 | [8 empty] | Natural gas | kg per kilowatt hour thermic [kg/kWht] |  | 0 | [8 empty] | Natural gas | kg per kilowatt hour thermic [kg/kWht] |  | 0
328 | CPT_heat/cold_oil | CO2e_oilh_spec | Oil | kg per kilowatt hour thermic [kg/kWht] |  |  |  |  | 0 | 0 | 0 | 0 | 0 |  | 2014 | Average, national |  | -0,267 | 0.0034121 | 1 | 1 | 1 | 1 | 1 | Oil | Kilogram per million Btu [kg/MBtu] |  | 0 | [8 empty] | Oil | kg per kilowatt hour thermic [kg/kWht] |  | 0 | [5 empty] | 2014 | Average, national |  | -0.267 | Öl | kg pro kilowatt Stunden thermisch [kgCO2e/kWht] |  | 0 | [8 empty] | Oil | kg per kilowatt hour thermic [kg/kWht] |  | 0 | [8 empty] | Oil | kg per kilowatt hour thermic [kg/kWht] |  | 0 | [8 empty] | Oil | kg per kilowatt hour thermic [kg/kWht] |  | 0
329 | CPT_heat/cold_others | CO2e_otherh_spec | Others not covered above | kg per kilowatt hour thermic [kg/kWht] |  |  |  |  | 0 | 0 | 0 | 0 | 0 | [5 empty] | 0.0034121 | 1 | 1 | 1 | 1 | 1 | Others not covered above | Kilogram per million Btu [kg/MBtu] |  | 0 | [8 empty] | Others not covered above | kg per kilowatt hour thermic [kg/kWht] |  | 0 | [9 empty] | Andere nicht aufgeführte | kg pro kilowatt Stunden thermisch [kgCO2e/kWht] |  | 0 | [8 empty] | Others not covered above | kg per kilowatt hour thermic [kg/kWht] |  | 0 | [8 empty] | Others not covered above | kg per kilowatt hour thermic [kg/kWht] |  | 0 | [8 empty] | Others not covered above | kg per kilowatt hour thermic [kg/kWht] |  | 0
330
331
332 | [43 empty] | HSY Benefit allocation method (Johannes Lounasheimo)
333 | [43 empty] | https://hsy.fi/sites/Esitteet/EsitteetKatalogi/Muut_materiaalit/10_2013_pks_ilmastoraportti_2012/files/assets/basic-html/page110.html
334
335
336
337
338
339
340
341
342
343
344
345
346
347
348
349
350
351
352
353
354
355
356
357
358
359
360
361
362
363
364
365
366
367
368
369
370
371
372
373
374
375
376
377
378
379
380
381
382
383
384
385
386
387
388
389
390
391
392
393
394
395
396
397
398
399
400
No transfer to summary below this line
Note on K22: Same as initial baseline data, if there is no forcast of today available in the source.
Note on AE22: Same as initial baseline data, if there is no forcast of today available in the source.
Note on BS22: Same as initial baseline data, if there is no forcast of today available in the source.
Note on CF22: Same as initial baseline data, if there is no forcast of today available in the source.
Note on CS22: Same as initial baseline data, if there is no forcast of today available in the source.

## 3_Input Transport
401 |  |  | Master | [15 empty] | Conversion factors | [5 empty] | US Template | [11 empty] | International English Template | [12 empty] | German Template | [11 empty] | Chinese Template | [11 empty] | Spanish Template | [11 empty] | French Template
402 | Project | Project: | CYPT Master | [21 empty] | CYPT USA | [11 empty] | CYPT International English | [12 empty] | CYPT German | [11 empty] | CYPT Chinese | [11 empty] | CYPT Spanish | [11 empty] | CYPT French
403 |  | City Data: | Helsinki | [21 empty] | Helsinki | [11 empty] | Helsinki | [12 empty] | Helsinki | [11 empty] | Helsinki | [11 empty] | Helsinki | [11 empty] | Helsinki
404 | Legend:
405 |  |  | Overview current sheet | [21 empty] | Overview current sheet | [11 empty] | Overview current sheet | [12 empty] | Überblick der Seite | [11 empty] | Überblick der Seite | [11 empty] | Überblick der Seite | [11 empty] | Überblick der Seite
406 |  |  | shall be reported | [21 empty] | shall be reported | [11 empty] | shall be reported | [12 empty] | Eingabe erforderlich | [11 empty] | Eingabe erforderlich | [11 empty] | Eingabe erforderlich | [11 empty] | Eingabe erforderlich
407 |  |  | Alternative if necessary value not available, orange becomes necessary | [21 empty] | Alternative if necessary value not available, orange becomes necessary | [11 empty] | Alternative if necessary value not available, orange becomes necessary | [12 empty] | Alternative Eingabemöglichkeit für vorangegangene Parameter | [11 empty] | Alternative Eingabemöglichkeit für vorangegangene Parameter | [11 empty] | Alternative Eingabemöglichkeit für vorangegangene Parameter | [11 empty] | Alternative Eingabemöglichkeit für vorangegangene Parameter
408 |  |  | if available, business as usual (according to ongoing activities and action plans in place): if no data forecasts available we take the baseline data for the following years as well | [21 empty] | if available, business as usual (according to ongoing activities and action plans in place): if no data forecasts available we take the baseline data for the following years as well | [11 empty] | if available, business as usual (according to ongoing activities and action plans in place): if no data forecasts available we take the baseline data for the following years as well | [12 empty] | falls verfügbar aus vorhundener Planung, falls keine Daten vorhunden sind, werden die Daten aus dem Basisjahr genommen und ggf. entsprechend des Bedarfs skaliert | [11 empty] | falls verfügbar aus vorhundener Planung, falls keine Daten vorhunden sind, werden die Daten aus dem Basisjahr genommen und ggf. entsprechend des Bedarfs skaliert | [11 empty] | falls verfügbar aus vorhundener Planung, falls keine Daten vorhunden sind, werden die Daten aus dem Basisjahr genommen und ggf. entsprechend des Bedarfs skaliert | [11 empty] | falls verfügbar aus vorhundener Planung, falls keine Daten vorhunden sind, werden die Daten aus dem Basisjahr genommen und ggf. entsprechend des Bedarfs skaliert
409 |  |  | Automatically interpolated to year today. Can be overwritten (in this case use red letters) | [21 empty] | Automatically interpolated to year today. Can be overwritten (in this case use red letters) | [11 empty] | Automatically interpolated to year today. Can be overwritten (in this case use red letters) | [12 empty] | Automatische Interpolation des aktuellen Jahre, basierend aus Basisjahr und Fortschreibung 2020. Kann überschrieben werden, falls daten vorhunden sind (in diesem Fall Schrift rot verwenden) | [11 empty] | Automatische Interpolation des aktuellen Jahre, basierend aus Basisjahr und Fortschreibung 2020. Kann überschrieben werden, falls daten vorhunden sind (in diesem Fall Schrift rot verwenden) | [11 empty] | Automatische Interpolation des aktuellen Jahre, basierend aus Basisjahr und Fortschreibung 2020. Kann überschrieben werden, falls daten vorhunden sind (in diesem Fall Schrift rot verwenden) | [11 empty] | Automatische Interpolation des aktuellen Jahre, basierend aus Basisjahr und Fortschreibung 2020. Kann überschrieben werden, falls daten vorhunden sind (in diesem Fall Schrift rot verwenden)
410 |  |  | nice to have Helsinki specific factor otherwise we adapt standard data or other studies | [21 empty] | nice to have Helsinki specific factor otherwise we adapt standard data or other studies | [11 empty] | nice to have Helsinki specific factor otherwise we adapt standard data or other studies | [12 empty] | Daten spezifisch für Helsinki wären gut, ansonsten werden Stundarddaten, oder undere Studien herangezogen | [11 empty] | Daten spezifisch für Helsinki wären gut, ansonsten werden Stundarddaten, oder undere Studien herangezogen | [11 empty] | Daten spezifisch für Helsinki wären gut, ansonsten werden Stundarddaten, oder undere Studien herangezogen | [11 empty] | Daten spezifisch für Helsinki wären gut, ansonsten werden Stundarddaten, oder undere Studien herangezogen
411 |  |  | First data delivery | Date | [20 empty] | First data delivery | Date | [10 empty] | First data delivery | Date | [11 empty] | 1. Datenerhebung | Datum | [10 empty] | 1. Datenerhebung | Date | [10 empty] | 1. Datenerhebung | Date | [10 empty] | 1. Datenerhebung | Date
412 |  |  | First update | Date | [20 empty] | First update | Date | [10 empty] | First update | Date | [11 empty] | 1. Datenaktualisierung | Datum | [10 empty] | 1. Datenaktualisierung | Date | [10 empty] | 1. Datenaktualisierung | Date | [10 empty] | 1. Datenaktualisierung | Date
413 |  |  | Second update | Date | [20 empty] | Second update | Date | [10 empty] | Second update | Date | [11 empty] | 2. Datenaktualisierung | Datum | [10 empty] | 2. Datenaktualisierung | Date | [10 empty] | 2. Datenaktualisierung | Date | [10 empty] | 2. Datenaktualisierung | Date
414 |  |  | Third update | Date | [20 empty] | Third update | Date | [10 empty] | Third update | Date | [11 empty] | 3. Datenaktualisierung | Datum | [10 empty] | 3. Datenaktualisierung | Date | [10 empty] | 3. Datenaktualisierung | Date | [10 empty] | 3. Datenaktualisierung | Date
415 |  |  | Fourth update | Date | [20 empty] | Fourth update | Date | [10 empty] | Fourth update | Date | [11 empty] | 4. Datenaktualisierung | Datum | [10 empty] | 4. Datenaktualisierung | Date | [10 empty] | 4. Datenaktualisierung | Date | [10 empty] | 4. Datenaktualisierung | Date
416 |  |  | Data Overview: | [21 empty] | Data Overview: | [11 empty] | Data Overview: | [12 empty] | Datenüberblick | [11 empty] | Data Overview: | [11 empty] | Data Overview: | [11 empty] | Data Overview:
417 |  |  | Transport demand | [21 empty] | Demand for: passenger and freight transport including expected growth rates | [11 empty] | Transport demand | [12 empty] | Transport bedarf, Personen und Fracht inklusive erwartetes Wachstum | [11 empty] | Demand for: passenger and freight transport including expected growth rates | [11 empty] | Demand for: passenger and freight transport including expected growth rates | [11 empty] | Demand for: passenger and freight transport including expected growth rates
418 |  |  | Modal splits based on passenger km or tonnes kilometer | [21 empty] | Modal splits: | [11 empty] | Modal splits based on passenger km or tonnes kilometer | [12 empty] | Anteile der Verkehrträger an der Transportleistung | [11 empty] | Modal splits: | [11 empty] | Modal splits: | [11 empty] | Modal splits:
419 |  |  | Service shares | [21 empty] | Service shares | [11 empty] | Service shares | [12 empty] | Anteile der Fahrzeuge | [11 empty] | Service shares | [11 empty] | Service shares | [11 empty] | Service shares
420 |  |  | Capacity utilizations | [21 empty] | Capacity utilizations: | [11 empty] | Capacity utilizations | [12 empty] | Auslastung der Fahrzeuge | [11 empty] | Capacity utilizations: | [11 empty] | Capacity utilizations: | [11 empty] | Capacity utilizations:
421 |  |  | Optional: Emission factors & mode specification | [21 empty] | Emission factors and mode specifications | [11 empty] | Optional: Emission factors & mode specification | [12 empty] | Verkehrsträgerspezifikationen und Emissionenfaktoren | [11 empty] | Emission factors and mode specifications | [11 empty] | Emission factors and mode specifications | [11 empty] | Emission factors and mode specifications
422 |  |  | Lever Specific | [21 empty] | Infrastructure | [11 empty] | Lever Specific | [12 empty] | Verkehrsinfrastruktur | [11 empty] | Infrastructure | [11 empty] | Infrastructure | [11 empty] | Infrastructure
423 | Parameter Specifications | [7 empty] | Data | Forecast Data |  |  |  | Data Specifications: please specify source of data | [12 empty] | Data | Forecast Data |  |  |  | Data Specifications: please specify source of data | [6 empty] | Data | Forecast Data |  |  |  |  | Data Specifications: please specify source of data | [6 empty] | Daten | Forecast Data |  |  |  | Datenspezifikationen | [6 empty] | Forecast Data |  |  |  | Data Specifications: please specify source of data | Data Specifications: please specify source of data | [6 empty] | Forecast Data |  |  |  | Data Specifications: please specify source of data | Data Specifications: please specify source of data | [6 empty] | Forecast Data |  |  |  | Data Specifications: please specify source of data | Data Specifications: please specify source of data
424 | Parameter sets | Parameter | Parameter description | unit of measure | Priority | Auxiliaries | left empty intentionally | left empty intentionally | Baseline (value from source) | Today | 2020 | 2025 | 2050 | Reference/Source | Year of rep. source data | Type of baseline data | Quality of data | Comments & limitations | conversion factor (US to Master) | conversion factor (International English to Master) | conversion factor (German to Master) | conversion factor (Chinese to Master) | conversion factor (Spanish to Master) | conversion factor (French to Master) | Parameter description | unit of measure | Baseline (value from source) | Today | 2020 | 2025 | 2050 | Reference/Source | Year of baseline data | Type of baseline data | Quality of data | Comments & limitations | Parameter description | unit of measure | Baseline (value from source) | Today | 2020 | 2025 | 2030 | 2050 | Reference/Source | Year of baseline data | Type of baseline data | Quality of data | Comments & limitations | Parameter | Einheit | Datenbasis | Heute | 2020 | 2025 | 2050 | Quelle | Jahr aus dem die Basisdaten sind | Art der Basisdaten | Qualität | Kommentare oder Einschränkungen z.B. Gültigkeit der Daten | Parameter description | unit of measure and | Baseline (value from source) | Today | 2020 | 2025 | 2050 | Reference/Source | Year of baseline data | Type of baseline data | Quality of data | Comments & limitations | Parameter description | unit of measure and | Baseline (value from source) | Today | 2020 | 2025 | 2050 | Reference/Source | Year of baseline data | Type of baseline data | Quality of data | Comments & limitations | Parameter description | unit of measure and | Baseline (value from source) | Today | 2020 | 2025 | 2050 | Reference/Source | Year of baseline data | Type of baseline data | Quality of data | Comments & limitations
425 |  |  | Restrictions (7 lines to be hidden) | [30 empty] | Average, City | Statistics | [11 empty] | Average, City | Statistics | [10 empty] | Stadtmittelwert | Statistik | [10 empty] | Average, City | Statistics | [10 empty] | Average, City | Statistics | [10 empty] | Average, City | Statistics
426 | [33 empty] | Example, city | Extrapolated | [11 empty] | Example, city | Extrapolated | [10 empty] | Beispielfall, Stadt | Extrapoliert | [10 empty] | Example, city | Extrapolated | [10 empty] | Example, city | Extrapolated | [10 empty] | Example, city | Extrapolated
427 | [33 empty] | Average, city close by | Calculated from statistics | [11 empty] | Average, city close by | Calculated from statistics | [10 empty] | Mittelwert, Stadt in Region | Berechnet aus statistischen Werten | [10 empty] | Average, city close by | Calculated from statistics | [10 empty] | Average, city close by | Calculated from statistics | [10 empty] | Average, city close by | Calculated from statistics
428 | [33 empty] | Examle, city close by | Calculated from stat. inc. assumptions | [11 empty] | Examle, city close by | Calculated from stat. inc. assumptions | [10 empty] | Beispielfall, Stadt in Region | Berechnet aus stat. Werten unter Annahmen | [10 empty] | Examle, city close by | Calculated from stat. inc. assumptions | [10 empty] | Examle, city close by | Calculated from stat. inc. assumptions | [10 empty] | Examle, city close by | Calculated from stat. inc. assumptions
429 | [33 empty] | Average, national | [12 empty] | Average, national | [11 empty] | Durchschnitt, national | [11 empty] | Average, national | [11 empty] | Average, national | [11 empty] | Average, national
430 | [33 empty] | Example, country | [12 empty] | Example, country | [11 empty] | Beispiel, national | [11 empty] | Example, country | [11 empty] | Example, country | [11 empty] | Example, country
431
432
433 |  |  | Transport demand | [21 empty] | Transport demand | [11 empty] | Transport demand | [12 empty] | Transportbedarf | [11 empty] | Transport demand | [11 empty] | Transport demand | [11 empty] | Transport demand
434 |  | t_p_up_d | Urban personal transportation demand of city per year | Person kilometer per year [pkm/a] | 1 | PPT |  |  | 4307082795.5723 | 4346323463.2798 | 4542526801.8176 | 4996012039.0389 | 5967458824.4076 | HSL, City planning department and National transport studies and statistics. See detailed calculation on line 214. | 2014 | Average, City | Calculated from statistics | Includes all transport inside city borders (=includes people coming to work from other cities and excludes Helsinki-living people's travelling outside city borders) | 1.6093 | 1 | 1 | 1 | 1 | 1 | Urban personal transportation demand of city per year | Passenger miles per year [passenger miles/yr] |  | 0 | 0 | 0 | 0 | [5 empty] | Urban personal transportation demand of city per year | Person kilometer per year [pkm/a] | 4307082795.5723 | 4346323463.2798 | 4542526801.8176 | 4996012039.0389 | 4996012039.0389 | 5967458824.4076 | HSL, City planning department and National transport studies and statistics. See detailed calculation on line 214. | 2014 | Average, City | Calculated from statistics | Includes all transport inside city borders (=includes people coming to work from other cities and excludes Helsinki-living people's travelling outside city borders) | Personentransportbedarf Stadt per Jahr | perosonen kilometer pro Jahr [pkm/a] |  | 0 | 0 | 0 | 0 | [5 empty] | Urban personal transportation demand of city per year | Person kilometer per year [pkm/a] |  | 0 | 0 | 0 | 0 | [5 empty] | Urban personal transportation demand of city per year | Person kilometer per year [pkm/a] |  | 0 | 0 | 0 | 0 | [5 empty] | Urban personal transportation demand of city per year | Person kilometer per year [pkm/a] |  | 0 | 0 | 0 | 0
435 |  | t_f_up_d | Freight transportation demand of city per year, road and rail | Ton kilometer per year [tkm/a] | 1 | PPT |  |  | 1365204571 | 1386526873.8736 | 1439832631.0575 | 1583572639.8105 | 1891489541.9959 | Calculated from City planning department statistics | 2013 | Average, City | Calculated from statistics | Vans not included in freight, but in transport demand (253 mill. vehicle km) | 1.46 | 1 | 1 | 1 | 1 | 1 | Freight transportation demand of city per year, road and rail | U.S. ton miles of freight per year [ton miles/yr] |  | 0 | 0 | 0 | 0 | [5 empty] | Freight transportation demand of city per year, road and rail | Ton kilometer per year [tkm/a] | 1365204571 | 1386526873.8736 | 1439832631.0575 | 1583572639.8105 | 1583572639.8105 | 1891489541.9959 | Calculated from City planning department statistics | 2013 | Average, City | Calculated from statistics | Vans not included in freight, but in transport demand (253 mill. vehicle km) | Frachttransportbedarf Stadt per Jahr, Strasse und Bahn | Tonnen kilometer pro Jahr [tkm/a] |  | 0 | 0 | 0 | 0 | [5 empty] | Freight transportation demand of city per year, road and rail | Ton kilometer per year [tkm/a] |  | 0 | 0 | 0 | 0 | [5 empty] | Freight transportation demand of city per year, road and rail | Ton kilometer per year [tkm/a] |  | 0 | 0 | 0 | 0 | [5 empty] | Freight transportation demand of city per year, road and rail | Ton kilometer per year [tkm/a] |  | 0 | 0 | 0 | 0
436 | [11 empty] | 0
437 |  |  | Modal splits based on passenger km or tonnes kilometer | [8 empty] | 0 | [12 empty] | Modal splits based on passenger km or tonnes kilometer | [11 empty] | Modal splits based on passenger km or tonnes kilometer | [12 empty] | Anteil der Verkehrsträger an den Personenkilometern bzw. Tonnenkilometern | [11 empty] | Modal splits based on passenger km or tonnes kilometer | [11 empty] | Modal splits based on passenger km or tonnes kilometer | [11 empty] | Modal splits based on passenger km or tonnes kilometer
438 |  |  | Passenger Modal Share | [5 empty] | 100% | 100% | 100% | 100% | 100% | [11 empty] | Passenger Modal Share |  | 0% | 0% | 0% | 0% | 0% | [5 empty] | Passenger Modal Share |  | 100% | 100% | 100% | 100% | 100% | 100% | [5 empty] | Anteil am Personenverkehr |  | 0% | 0% | 0% | 0% | 0% | [5 empty] | Passenger Modal Share |  | 0% | 0% | 0% | 0% | 0% | [5 empty] | Passenger Modal Share |  | 0% | 0% | 0% | 0% | 0% | [5 empty] | Passenger Modal Share |  | 0% | 0% | 0% | 0% | 0%
439 | Walking | t_p_wa_sh | Walking | Percent [0 to 100%] | 1 | PPT |  |  | 6.9% | 6.9% | 6.9% | 6.9% | 6.9% | City planning department and national transport studies | 2012 | Average, City | Calculated from statistics | http://www2.liikennevirasto.fi/julkaisut/pdf3/lr_2012_henkiloliikennetutkimus_web.pdf | 1 | 1 | 1 | 1 | 1 | 1 | Walking | Percent [0 to 100%] |  | 0% | [8 empty] | Walking | Percent [0 to 100%] | 6.9% | 6.9% | 6.9% | 6.9% | 6.9% | 6.9% | City planning department and national transport studies | 2012 | Average, City | Calculated from statistics | http://www2.liikennevirasto.fi/julkaisut/pdf3/lr_2012_henkiloliikennetutkimus_web.pdf | Fußgänger | Prozent [0 to 100%] |  | 0% | [8 empty] | Walking | Percent [0 to 100%] |  | 0% | [8 empty] | Walking | Percent [0 to 100%] |  | 0% | [8 empty] | Walking | Percent [0 to 100%] |  | 0%
440 | Bicylce | t_p_bi_sh | Bicycle | Percent [0 to 100%] | 1 | PPT |  |  | 4.6% | 4.6% | 4.6% | 4.6% | 4.6% | City planning department and national transport studies | 2012 | Average, City | Calculated from statistics | http://www2.liikennevirasto.fi/julkaisut/pdf3/lr_2012_henkiloliikennetutkimus_web.pdf https://www.hsl.fi/sites/default/files/uploads/liikkumistottumukset_helsingin_seudun_tyossakayntialueella_vuonna_2008_netti_7.9.2012.pdf | 1 | 1 | 1 | 1 | 1 | 1 | Bicycle | Percent [0 to 100%] |  | 0% | [8 empty] | Bicycle | Percent [0 to 100%] | 4.6% | 4.6% | 4.6% | 4.6% | 4.6% | 4.6% | City planning department and national transport studies | 2012 | Average, City | Calculated from statistics | http://www2.liikennevirasto.fi/julkaisut/pdf3/lr_2012_henkiloliikennetutkimus_web.pdf https://www.hsl.fi/sites/default/files/uploads/liikkumistottumukset_helsingin_seudun_tyossakayntialueella_vuonna_2008_netti_7.9.2012.pdf | Fahrrad | Prozent [0 to 100%] |  | 0% | [8 empty] | Bicycle | Percent [0 to 100%] |  | 0% | [8 empty] | Bicycle | Percent [0 to 100%] |  | 0% | [8 empty] | Bicycle | Percent [0 to 100%] |  | 0%
441 | Interregional Train | t_p_ir_sh | Interregional Train | Percent [0 to 100%] | 1 | PPT |  |  | 0% | 0% | 0% | 0% | 0% | [5 empty] | 1 | 1 | 1 | 1 | 1 | 1 | Interregional Train | Percent [0 to 100%] |  | 0% | [8 empty] | Interregional Train | Percent [0 to 100%] | 0% | 0% | 0% | 0% | 0% | 0% | [5 empty] | Interregional Bahn | Prozent [0 to 100%] |  | 0% | [8 empty] | Interregional Train | Percent [0 to 100%] |  | 0% | [8 empty] | Interregional Train | Percent [0 to 100%] |  | 0% | [8 empty] | Interregional Train | Percent [0 to 100%] |  | 0%
442 | Regional Train | t_p_re_sh | Regional Train | Percent [0 to 100%] | 1 | PPT |  |  | 3.7% | 3.7% | 3.7% | 4.34% | 4.1% | HSL statistics 2025 and 2050 projections: https://www.hsl.fi/sites/default/files/uploads/liikennemallitarkastelut_hlj2015_raportti.pdf | 2014 | Average, City | Calculated from statistics |  | 1 | 1 | 1 | 1 | 1 | 1 | Regional Train | Percent [0 to 100%] |  | 0% | [8 empty] | Regional Train | Percent [0 to 100%] | 3.7% | 3.7% | 3.7% | 4.4% | 4.34% | 4.1% | HSL statistics 2025 and 2050 projections: https://www.hsl.fi/sites/default/files/uploads/liikennemallitarkastelut_hlj2015_raportti.pdf | 2014 | Average, City | Calculated from statistics |  | Regional Bahn | Prozent [0 to 100%] |  | 0% | [8 empty] | Regional Train | Percent [0 to 100%] |  | 0% | [8 empty] | Regional Train | Percent [0 to 100%] |  | 0% | [8 empty] | Regional Train | Percent [0 to 100%] |  | 0%
443 | City Train | t_p_ct_sh | City Train | Percent [0 to 100%] | 1 | PPT |  |  | 0% | 0% | 0% | 0% | 0% | [5 empty] | 1 | 1 | 1 | 1 | 1 | 1 | City Train | Percent [0 to 100%] |  | 0% | [8 empty] | City Train | Percent [0 to 100%] | 0% | 0% | 0% | 0% | 0% | 0% | [5 empty] | Stadt Bahn | Prozent [0 to 100%] |  | 0% | [8 empty] | City Train | Percent [0 to 100%] |  | 0% | [8 empty] | City Train | Percent [0 to 100%] |  | 0% | [8 empty] | City Train | Percent [0 to 100%] |  | 0%
444 | Subway | t_p_su_sh | Subway | Percent [0 to 100%] | 1 | PPT |  |  | 9.1% | 9.1% | 9.1% | 11.48% | 11.4% | HSL statistics 2025 and 2050 projections: https://www.hsl.fi/sites/default/files/uploads/liikennemallitarkastelut_hlj2015_raportti.pdf | 2014 | Average, City | Calculated from statistics |  | 1 | 1 | 1 | 1 | 1 | 1 | Subway | Percent [0 to 100%] |  | 0% | [8 empty] | Subway | Percent [0 to 100%] | 9.1% | 9.1% | 9.1% | 11.5% | 11.48% | 11.4% | HSL statistics 2025 and 2050 projections: https://www.hsl.fi/sites/default/files/uploads/liikennemallitarkastelut_hlj2015_raportti.pdf | 2014 | Average, City | Calculated from statistics |  | U-Bahn | Prozent [0 to 100%] |  | 0% | [8 empty] | Subway | Percent [0 to 100%] |  | 0% | [8 empty] | Subway | Percent [0 to 100%] |  | 0% | [8 empty] | Subway | Percent [0 to 100%] |  | 0%
445 | Tram | t_p_tr_sh | Tram | Percent [0 to 100%] | 1 | PPT |  |  | 2.8% | 2.8% | 2.8% | 4.96% | 7.2% | HSL statistics 2025 and 2050 projections: https://www.hsl.fi/sites/default/files/uploads/liikennemallitarkastelut_hlj2015_raportti.pdf | 2014 | Average, City | Calculated from statistics |  | 1 | 1 | 1 | 1 | 1 | 1 | Tram | Percent [0 to 100%] |  | 0% | [8 empty] | Tram | Percent [0 to 100%] | 2.8% | 2.8% | 2.8% | 4.4% | 4.96% | 7.2% | HSL statistics 2025 and 2050 projections: https://www.hsl.fi/sites/default/files/uploads/liikennemallitarkastelut_hlj2015_raportti.pdf | 2014 | Average, City | Calculated from statistics |  | Strassenbahn | Prozent [0 to 100%] |  | 0% | [8 empty] | Tram | Percent [0 to 100%] |  | 0% | [8 empty] | Tram | Percent [0 to 100%] |  | 0% | [8 empty] | Tram | Percent [0 to 100%] |  | 0%
446 | Bus Rapid Transit | t_p_br_sh | Bus Rapid Transit | Percent [0 to 100%] | 1 | PPT |  |  | 0% | 0% | 0% | 0% | 0% | [5 empty] | 1 | 1 | 1 | 1 | 1 | 1 | Bus Rapid Transit | Percent [0 to 100%] |  | 0% | [8 empty] | Bus Rapid Transit | Percent [0 to 100%] | 0% | 0% | 0% | 0% | 0% | 0% | [5 empty] | Bus Schnellverkehr | Prozent [0 to 100%] |  | 0% | [8 empty] | Bus Rapid Transit | Percent [0 to 100%] |  | 0% | [8 empty] | Bus Rapid Transit | Percent [0 to 100%] |  | 0% | [8 empty] | Bus Rapid Transit | Percent [0 to 100%] |  | 0%
447 | Bus | t_p_bu_sh | Bus | Percent [0 to 100%] | 1 | PPT |  |  | 12.2% | 12.2% | 12.2% | 6.64% | 5.6% | HSL statistics 2025 and 2050 projections: https://www.hsl.fi/sites/default/files/uploads/liikennemallitarkastelut_hlj2015_raportti.pdf | 2014 | Average, City | Calculated from statistics |  | 1 | 1 | 1 | 1 | 1 | 1 | Bus | Percent [0 to 100%] |  | 0% | [8 empty] | Bus | Percent [0 to 100%] | 12.2% | 12.2% | 12.2% | 6.9% | 6.64% | 5.6% | HSL statistics 2025 and 2050 projections: https://www.hsl.fi/sites/default/files/uploads/liikennemallitarkastelut_hlj2015_raportti.pdf | 2014 | Average, City | Calculated from statistics |  | Bus | Prozent [0 to 100%] |  | 0% | [8 empty] | Bus | Percent [0 to 100%] |  | 0% | [8 empty] | Bus | Percent [0 to 100%] |  | 0% | [8 empty] | Bus | Percent [0 to 100%] |  | 0%
448 | Taxi | t_p_ta_sh | Taxi | Percent [0 to 100%] | 1 | PPT |  |  | 0.8% | 0.8% | 0.8% | 0.8% | 0.8% | HSL transport study https://www.hsl.fi/sites/default/files/uploads/liikkumistottumukset_helsingin_seudun_tyossakayntialueella_vuonna_2008_netti_7.9.2012.pdf | 2011 | Average, City | Calculated from stat. inc. assumptions | https://www.hsl.fi/sites/default/files/uploads/liikkumistottumukset_helsingin_seudun_tyossakayntialueella_vuonna_2008_netti_7.9.2012.pdf | 1 | 1 | 1 | 1 | 1 | 1 | Taxi | Percent [0 to 100%] |  | 0% | [8 empty] | Taxi | Percent [0 to 100%] | 0.8% | 0.8% | 0.8% | 0.8% | 0.8% | 0.8% | HSL transport study https://www.hsl.fi/sites/default/files/uploads/liikkumistottumukset_helsingin_seudun_tyossakayntialueella_vuonna_2008_netti_7.9.2012.pdf | 2011 | Average, City | Calculated from stat. inc. assumptions | https://www.hsl.fi/sites/default/files/uploads/liikkumistottumukset_helsingin_seudun_tyossakayntialueella_vuonna_2008_netti_7.9.2012.pdf | Taxi | Prozent [0 to 100%] |  | 0% | [8 empty] | Taxi | Percent [0 to 100%] |  | 0% | [8 empty] | Taxi | Percent [0 to 100%] |  | 0% | [8 empty] | Taxi | Percent [0 to 100%] |  | 0%
449 | Motorcycle | t_p_mo_sh | Motorcycle | Percent [0 to 100%] | 1 | PPT |  |  | 0% | 0% | 0% | 0% | 0% | [5 empty] | 1 | 1 | 1 | 1 | 1 | 1 | Motorcycle | Percent [0 to 100%] |  | 0% | [8 empty] | Motorcycle | Percent [0 to 100%] | 0% | 0% | 0% | 0% | 0% | 0% | [5 empty] | Motorrad | Prozent [0 to 100%] |  | 0% | [8 empty] | Motorcycle | Percent [0 to 100%] |  | 0% | [8 empty] | Motorcycle | Percent [0 to 100%] |  | 0% | [8 empty] | Motorcycle | Percent [0 to 100%] |  | 0%
450 | Car | t_p_ca_sh | Car | Percent [0 to 100%] | 1 | PPT |  |  | 59.9% | 59.9% | 59.9% | 60.28% | 59.4% | City planning department, transport statistics 2025 and 2050 projections: https://www.hsl.fi/sites/default/files/uploads/liikennemallitarkastelut_hlj2015_raportti.pdf | 2014 | Average, City | Calculated from statistics |  | 1 | 1 | 1 | 1 | 1 | 1 | Car | Percent [0 to 100%] |  | 0% | [8 empty] | Car | Percent [0 to 100%] | 59.9% | 59.9% | 59.9% | 60.5% | 60.28% | 59.4% | City planning department, transport statistics 2025 and 2050 projections: https://www.hsl.fi/sites/default/files/uploads/liikennemallitarkastelut_hlj2015_raportti.pdf | 2014 | Average, City | Calculated from statistics |  | Auto | Prozent [0 to 100%] |  | 0% | [8 empty] | Car | Percent [0 to 100%] |  | 0% | [8 empty] | Car | Percent [0 to 100%] |  | 0% | [8 empty] | Car | Percent [0 to 100%] |  | 0%
451 |  |  | Freight Modal Share | [5 empty] | 100% | 100% | 0% | 0% | 0% | [11 empty] | Freight Modal Share |  | 0% | 0% | 0% | 0% | 0% | [5 empty] | Freight Modal Share |  | 100% | 100% | 0% | 0% |  | 0% | [5 empty] | Anteil am Frachtverkehr |  | 0% | 0% | 0% | 0% | 0% | [5 empty] | Freight Modal Share |  | 0% | 0% | 0% | 0% | 0% | [5 empty] | Freight Modal Share |  | 0% | 0% | 0% | 0% | 0% | [5 empty] | Freight Modal Share |  | 0% | 0% | 0% | 0% | 0%
452 | Freight Lorry | t_f_lo_sh | Truck | Percent [0 to 100%] | 1 | PPT |  |  | 90% | 90% | 0% | 0% | 0% | Expert estimate Ulla Tapaninen, Helsinki city planning department | 2014 | Average, City | Calculated from stat. inc. assumptions | Best estimate | 1 | 1 | 1 | 1 | 1 | 1 | Truck | Percent [0 to 100%] |  | 0% | [8 empty] | Truck | Percent [0 to 100%] | 90% | 90% |  |  |  |  | Expert estimate Ulla Tapaninen, Helsinki city planning department | 2014 | Average, City | Calculated from stat. inc. assumptions | Best estimate | LWK | Prozent [0 to 100%] |  | 0% | [8 empty] | Truck | Percent [0 to 100%] |  | 0% | [8 empty] | Truck | Percent [0 to 100%] |  | 0% | [8 empty] | Truck | Percent [0 to 100%] |  | 0%
453 | Freight Rail | t_f_ra_sh | Freight Rail | Percent [0 to 100%] | 1 | PPT |  |  | 10% | 10% | 0% | 0% | 0% | Expert estimate Ulla Tapaninen, Helsinki city planning department | 2014 | Average, City | Calculated from stat. inc. assumptions | Best estimate | 1 | 1 | 1 | 1 | 1 | 1 | Freight Rail | Percent [0 to 100%] |  | 0% | [8 empty] | Freight Rail | Percent [0 to 100%] | 10% | 10% |  |  |  |  | Expert estimate Ulla Tapaninen, Helsinki city planning department | 2014 | Average, City | Calculated from stat. inc. assumptions | Best estimate | Fracht Bahn | Prozent [0 to 100%] |  | 0% | [8 empty] | Freight Rail | Percent [0 to 100%] |  | 0% | [8 empty] | Freight Rail | Percent [0 to 100%] |  | 0% | [8 empty] | Freight Rail | Percent [0 to 100%] |  | 0%
454 | Freight Rail | t_f_tr_sh | Freight Light Rail (Freight Tram) | Percent [0 to 100%] | 1 | PPT |  |  | 0% | 0% | 0% | 0% | 0% | Expert estimate Ulla Tapaninen, Helsinki city planning department | 2014 | Average, City | Calculated from stat. inc. assumptions |  | 1 | 1 | 1 | 1 | 1 | 1 | Freight Light Rail (Freight Tram) | Percent [0 to 100%] |  | 0% | [8 empty] | Freight Light Rail (Freight Tram) | Percent [0 to 100%] | 0% | 0% |  |  |  |  | Expert estimate Ulla Tapaninen, Helsinki city planning department | 2014 | Average, City | Calculated from stat. inc. assumptions |  | Fracht Tram | Prozent [0 to 100%] |  | 0% | [8 empty] | Freight Light Rail (Freight Tram) | Percent [0 to 100%] |  | 0% | [8 empty] | Freight Light Rail (Freight Tram) | Percent [0 to 100%] |  | 0% | [8 empty] | Freight Light Rail (Freight Tram) | Percent [0 to 100%] |  | 0%
455 | [11 empty] | 0%
456 |  |  | Service shares | [8 empty] | 0 | [12 empty] | Service shares | [11 empty] | Service shares | [12 empty] | Service Anteile | [11 empty] | Service shares | [11 empty] | Service shares | [11 empty] | Service shares
457 |  |  | Bus Services Shares of Entire Bus Fleet | [5 empty] | 100% | 100% | 0% | 0% | 0% | [11 empty] | Bus Services Shares of Entire Bus Fleet |  | 0% | 0% | 0% | 0% | 0% | [5 empty] | Bus Services Shares of Entire Bus Fleet |  | 100% | 100% | 0% | 0% |  | 0% | [5 empty] | Service Anteile an der Bus Flotte |  | 0% | 0% | 0% | 0% | 0% | [5 empty] | Bus Services Shares of Entire Bus Fleet |  | 0% | 0% | 0% | 0% | 0% | [5 empty] | Bus Services Shares of Entire Bus Fleet |  | 0% | 0% | 0% | 0% | 0% | [5 empty] | Bus Services Shares of Entire Bus Fleet |  | 0% | 0% | 0% | 0% | 0%
458 | electric buses | t_bu_e_sh | Electric Buses | Percent [0 to 100%] | 2 | PPT |  |  | 0.1% | 0.1% | 0% | 0% | 0% | HSL statistics | 2014 | Average, City | Statistics |  | 1 | 1 | 1 | 1 | 1 | 1 | Electric Buses | Percent [0 to 100%] |  | 0% | [8 empty] | Electric Buses | Percent [0 to 100%] | 0.1% | 0.1% |  |  |  |  | HSL statistics | 2014 | Average, City | Statistics |  | Elektro Bus | Prozent [0 to 100%] |  | 0% | [8 empty] | Electric Buses | Percent [0 to 100%] |  | 0% | [8 empty] | Electric Buses | Percent [0 to 100%] |  | 0% | [8 empty] | Electric Buses | Percent [0 to 100%] |  | 0%
459 | hybrid buses | t_bu_h_sh | Hybrid Buses | Percent [0 to 100%] | 2 | PPT |  |  | 0% | 0% | 0% | 0% | 0% | HSL statistics | 2014 | Average, City | Statistics |  | 1 | 1 | 1 | 1 | 1 | 1 | Hybrid Buses | Percent [0 to 100%] |  | 0% | [8 empty] | Hybrid Buses | Percent [0 to 100%] | 0% | 0% |  |  |  |  | HSL statistics | 2014 | Average, City | Statistics |  | Hybrid Bus | Prozent [0 to 100%] |  | 0% | [8 empty] | Hybrid Buses | Percent [0 to 100%] |  | 0% | [8 empty] | Hybrid Buses | Percent [0 to 100%] |  | 0% | [8 empty] | Hybrid Buses | Percent [0 to 100%] |  | 0%
460 | diesel buses | t_bu_c_sh | Diesel Buses | Percent [0 to 100%] | 2 | PPT |  |  | 92.9% | 92.9% | 0% | 0% | 0% | HSL statistics | 2011 | Average, City | Statistics |  | 1 | 1 | 1 | 1 | 1 | 1 | Diesel Buses | Percent [0 to 100%] |  | 0% | [8 empty] | Diesel Buses | Percent [0 to 100%] | 92.9% | 92.9% |  |  |  |  | HSL statistics | 2011 | Average, City | Statistics |  | Diesel Bus | Prozent [0 to 100%] |  | 0% | [8 empty] | Diesel Buses | Percent [0 to 100%] |  | 0% | [8 empty] | Diesel Buses | Percent [0 to 100%] |  | 0% | [8 empty] | Diesel Buses | Percent [0 to 100%] |  | 0%
461 | CNG buses | t_bu_cng_sh | Compressed Natural Gas (CNG) or LPG Buses | Percent [0 to 100%] | 2 | PPT |  |  | 7% | 7% | 0% | 0% | 0% | HSL statistics | 2011 | Average, City | Statistics |  | 1 | 1 | 1 | 1 | 1 | 1 | Compressed Natural Gas (CNG) or LPG Buses | Percent [0 to 100%] |  | 0% | [8 empty] | Compressed Natural Gas (CNG) or LPG Buses | Percent [0 to 100%] | 7% | 7% |  |  |  |  | HSL statistics | 2011 | Average, City | Statistics |  | Erdgas(CNG) or LPG Buses | Prozent [0 to 100%] |  | 0% | [8 empty] | Compressed Natural Gas (CNG) or LPG Buses | Percent [0 to 100%] |  | 0% | [8 empty] | Compressed Natural Gas (CNG) or LPG Buses | Percent [0 to 100%] |  | 0% | [8 empty] | Compressed Natural Gas (CNG) or LPG Buses | Percent [0 to 100%] |  | 0%
462 |  |  | Rapid transit Bus (BRT) Services Shares of Entire (BRT) Bus Fleet | [5 empty] | 100% | 100% | 0% | 0% | 0% | [11 empty] | Rapid transit Bus (BRT) Services Shares of Entire (BRT) Bus Fleet |  | 0% | 0% | 0% | 0% | 0% | [5 empty] | Rapid transit Bus (BRT) Services Shares of Entire (BRT) Bus Fleet |  | 100% | 100% | 0% | 0% |  | 0% | [5 empty] | Service Anteile an der Schnellverkehr Bus (BRT) Flotte |  | 0% | 0% | 0% | 0% | 0% | [5 empty] | Rapid transit Bus (BRT) Services Shares of Entire (BRT) Bus Fleet |  | 0% | 0% | 0% | 0% | 0% | [5 empty] | Rapid transit Bus (BRT) Services Shares of Entire (BRT) Bus Fleet |  | 0% | 0% | 0% | 0% | 0% | [5 empty] | Rapid transit Bus (BRT) Services Shares of Entire (BRT) Bus Fleet |  | 0% | 0% | 0% | 0% | 0%
463 | electric buses BRT | t_br_e_sh | Electric Buses (BRT) | Percent [0 to 100%] | 2 | PPT |  |  | 0% | 0% | 0% | 0% | 0% | [5 empty] | 1 | 1 | 1 | 1 | 1 | 1 | Electric Buses (BRT) | Percent [0 to 100%] |  | 0% | [8 empty] | Electric Buses (BRT) | Percent [0 to 100%] | 0% | 0% | [9 empty] | Elektro Buses (BRT) | Prozent [0 to 100%] |  | 0% | [8 empty] | Electric Buses (BRT) | Percent [0 to 100%] |  | 0% | [8 empty] | Electric Buses (BRT) | Percent [0 to 100%] |  | 0% | [8 empty] | Electric Buses (BRT) | Percent [0 to 100%] |  | 0%
464 | hybrid buses BRT | t_br_h_sh | Hybrid Buses (BRT) | Percent [0 to 100%] | 2 | PPT |  |  | 0% | 0% | 0% | 0% | 0% | [5 empty] | 1 | 1 | 1 | 1 | 1 | 1 | Hybrid Buses (BRT) | Percent [0 to 100%] |  | 0% | [8 empty] | Hybrid Buses (BRT) | Percent [0 to 100%] | 0% | 0% | [9 empty] | Hybrid Buses (BRT) | Prozent [0 to 100%] |  | 0% | [8 empty] | Hybrid Buses (BRT) | Percent [0 to 100%] |  | 0% | [8 empty] | Hybrid Buses (BRT) | Percent [0 to 100%] |  | 0% | [8 empty] | Hybrid Buses (BRT) | Percent [0 to 100%] |  | 0%
465 | diesel buses BRT | t_br_c_sh | Diesel Buses (BRT) | Percent [0 to 100%] | 2 | PPT |  |  | 100% | 100% | 0% | 0% | 0% | Model dependent input |  |  |  |  | 1 | 1 | 1 | 1 | 1 | 1 | Diesel Buses (BRT) | Percent [0 to 100%] |  | 0% | [8 empty] | Diesel Buses (BRT) | Percent [0 to 100%] | 100% | 100% |  |  |  |  | Model dependent input |  |  |  |  | Diesel Buses (BRT) | Prozent [0 to 100%] |  | 0% | [8 empty] | Diesel Buses (BRT) | Percent [0 to 100%] |  | 0% | [8 empty] | Diesel Buses (BRT) | Percent [0 to 100%] |  | 0% | [8 empty] | Diesel Buses (BRT) | Percent [0 to 100%] |  | 0%
466 | CNG buses BRT | t_br_cng_sh | Compressed Natural Gas (CNG) or LPG Buses (BRT) | Percent [0 to 100%] | 2 | PPT |  |  | 0% | 0% | 0% | 0% | 0% | [5 empty] | 1 | 1 | 1 | 1 | 1 | 1 | Compressed Natural Gas (CNG) or LPG Buses (BRT) | Percent [0 to 100%] |  | 0% | [8 empty] | Compressed Natural Gas (CNG) or LPG Buses (BRT) | Percent [0 to 100%] | 0% | 0% | [9 empty] | Erdgas(CNG) or LPG Buses (BRT) | Prozent [0 to 100%] |  | 0% | [8 empty] | Compressed Natural Gas (CNG) or LPG Buses (BRT) | Percent [0 to 100%] |  | 0% | [8 empty] | Compressed Natural Gas (CNG) or LPG Buses (BRT) | Percent [0 to 100%] |  | 0% | [8 empty] | Compressed Natural Gas (CNG) or LPG Buses (BRT) | Percent [0 to 100%] |  | 0%
467 |  |  | Car Service Shares of Entire Car Fleet | [5 empty] | 99.97% | 99.97% | 0% | 0% | 0% | [11 empty] | Car Service Shares of Entire Car Fleet |  | 0% | 0% | 0% | 0% | 0% | [5 empty] | Car Service Shares of Entire Car Fleet |  | 99.97% | 99.97% | 0% | 0% |  | 0% | [5 empty] | Service Anteile an der Auto Flotte |  | 0% | 0% | 0% | 0% | 0% | [5 empty] | Car Service Shares of Entire Car Fleet |  | 0% | 0% | 0% | 0% | 0% | [5 empty] | Car Service Shares of Entire Car Fleet |  | 0% | 0% | 0% | 0% | 0% | [5 empty] | Car Service Shares of Entire Car Fleet |  | 0% | 0% | 0% | 0% | 0%
468 | petrol cars | t_ca_cp_sh | Gasoline Cars | Percent [0 to 100%] | 1 | PPT |  |  | 73.93% | 73.93% | 0% | 0% | 0% | Sami Lahtinen, Innovations, Transport and Tourism, Statistics Finland | 2014 |  |  |  | 1 | 1 | 1 | 1 | 1 | 1 | Gasoline Cars | Percent [0 to 100%] |  | 0% | [8 empty] | Gasoline Cars | Percent [0 to 100%] | 73.93% | 73.93% |  |  |  |  | Sami Lahtinen, Innovations, Transport and Tourism, Statistics Finland | 2014 |  |  |  | Benzin | Prozent [0 to 100%] |  | 0% | [8 empty] | Gasoline Cars | Percent [0 to 100%] |  | 0% | [8 empty] | Gasoline Cars | Percent [0 to 100%] |  | 0% | [8 empty] | Gasoline Cars | Percent [0 to 100%] |  | 0%
469 | diesel cars | t_ca_cd_sh | Diesel Cars | Percent [0 to 100%] | 1 | PPT |  |  | 25.04% | 25.04% | 0% | 0% | 0% | Sami Lahtinen, Innovations, Transport and Tourism, Statistics Finland | 2014 |  |  |  | 1 | 1 | 1 | 1 | 1 | 1 | Diesel Cars | Percent [0 to 100%] |  | 0% | [8 empty] | Diesel Cars | Percent [0 to 100%] | 25.04% | 25.04% |  |  |  |  | Sami Lahtinen, Innovations, Transport and Tourism, Statistics Finland | 2014 |  |  |  | Diesel | Prozent [0 to 100%] |  | 0% | [8 empty] | Diesel Cars | Percent [0 to 100%] |  | 0% | [8 empty] | Diesel Cars | Percent [0 to 100%] |  | 0% | [8 empty] | Diesel Cars | Percent [0 to 100%] |  | 0%
470 | Compressed Natural Gas cars | t_ca_cng_sh | Compressed Natural Gas Cars | Percent [0 to 100%] | 2 | PPT |  |  | 0.08% | 0.08% | 0% | 0% | 0% | Sami Lahtinen, Innovations, Transport and Tourism, Statistics Finland | 2014 |  |  |  | 1 | 1 | 1 | 1 | 1 | 1 | Compressed Natural Gas Cars | Percent [0 to 100%] |  | 0% | [8 empty] | Compressed Natural Gas Cars | Percent [0 to 100%] | 0.08% | 0.08% |  |  |  |  | Sami Lahtinen, Innovations, Transport and Tourism, Statistics Finland | 2014 |  |  |  | Erdgas | Prozent [0 to 100%] |  | 0% | [8 empty] | Compressed Natural Gas Cars | Percent [0 to 100%] |  | 0% | [8 empty] | Compressed Natural Gas Cars | Percent [0 to 100%] |  | 0% | [8 empty] | Compressed Natural Gas Cars | Percent [0 to 100%] |  | 0%
471 | Electric cars (BEV) | t_ca_e_sh | Battery Electric Cars (BEV) | Percent [0 to 100%] | 2 | PPT |  |  | 0.04% | 0.04% | 0% | 0% | 0% | Sami Lahtinen, Innovations, Transport and Tourism, Statistics Finland | 2014 |  |  |  | 1 | 1 | 1 | 1 | 1 | 1 | Battery Electric Cars (BEV) | Percent [0 to 100%] |  | 0% | [8 empty] | Battery Electric Cars (BEV) | Percent [0 to 100%] | 0.04% | 0.04% |  |  |  |  | Sami Lahtinen, Innovations, Transport and Tourism, Statistics Finland | 2014 |  |  |  | Batterieelektrische (BEV) | Prozent [0 to 100%] |  | 0% | [8 empty] | Battery Electric Cars (BEV) | Percent [0 to 100%] |  | 0% | [8 empty] | Battery Electric Cars (BEV) | Percent [0 to 100%] |  | 0% | [8 empty] | Battery Electric Cars (BEV) | Percent [0 to 100%] |  | 0%
472 | Hydrogen cars | t_ca_hy_sh | Hydrogen Cars | Percent [0 to 100%] | 2 | PPT |  |  | 0% | 0% | 0% | 0% | 0% | Sami Lahtinen, Innovations, Transport and Tourism, Statistics Finland | 2014 |  |  |  | 1 | 1 | 1 | 1 | 1 | 1 | Hydrogen Cars | Percent [0 to 100%] |  | 0% | [8 empty] | Hydrogen Cars | Percent [0 to 100%] | 0% | 0% |  |  |  |  | Sami Lahtinen, Innovations, Transport and Tourism, Statistics Finland | 2014 |  |  |  | Wasserstoff | Prozent [0 to 100%] |  | 0% | [8 empty] | Hydrogen Cars | Percent [0 to 100%] |  | 0% | [8 empty] | Hydrogen Cars | Percent [0 to 100%] |  | 0% | [8 empty] | Hydrogen Cars | Percent [0 to 100%] |  | 0%
473 | Hybrid Electric cars | t_ca_hec_sh | Hybrid Electric Cars | Percent [0 to 100%] | 2 | PPT |  |  | 0.79% | 0.79% | 0% | 0% | 0% | Sami Lahtinen, Innovations, Transport and Tourism, Statistics Finland | 2014 |  |  |  | 1 | 1 | 1 | 1 | 1 | 1 | Hybrid Electric Cars | Percent [0 to 100%] |  | 0% | [8 empty] | Hybrid Electric Cars | Percent [0 to 100%] | 0.79% | 0.79% |  |  |  |  | Sami Lahtinen, Innovations, Transport and Tourism, Statistics Finland | 2014 |  |  |  | Hybridelektrisch | Prozent [0 to 100%] |  | 0% | [8 empty] | Hybrid Electric Cars | Percent [0 to 100%] |  | 0% | [8 empty] | Hybrid Electric Cars | Percent [0 to 100%] |  | 0% | [8 empty] | Hybrid Electric Cars | Percent [0 to 100%] |  | 0%
474 | Plug-in Hybrid Electric cars (PHEV) | t_ca_phe_sh | Plug-in Hybrid Electric Cars (PHEV) | Percent [0 to 100%] | 2 | PPT |  |  | 0.09% | 0.09% | 0% | 0% | 0% | Sami Lahtinen, Innovations, Transport and Tourism, Statistics Finland | 2014 |  |  |  | 1 | 1 | 1 | 1 | 1 | 1 | Plug-in Hybrid Electric Cars (PHEV) | Percent [0 to 100%] |  | 0% | [8 empty] | Plug-in Hybrid Electric Cars (PHEV) | Percent [0 to 100%] | 0.09% | 0.09% |  |  |  |  | Sami Lahtinen, Innovations, Transport and Tourism, Statistics Finland | 2014 |  |  |  | Plug-in Hybridelektrisch (PHEV) | Prozent [0 to 100%] |  | 0% | [8 empty] | Plug-in Hybrid Electric Cars (PHEV) | Percent [0 to 100%] |  | 0% | [8 empty] | Plug-in Hybrid Electric Cars (PHEV) | Percent [0 to 100%] |  | 0% | [8 empty] | Plug-in Hybrid Electric Cars (PHEV) | Percent [0 to 100%] |  | 0%
475 |  |  | Taxi Services Shares of Entire Taxi Fleet | [5 empty] | 99.9% | 99.9% | 0% | 0% | 0% | [11 empty] | Taxi Services Shares of Entire Taxi Fleet |  | 0% | 0% | 0% | 0% | 0% | [5 empty] | Taxi Services Shares of Entire Taxi Fleet |  | 99.9% | 99.9% | 0% | 0% |  | 0% | [5 empty] | Service Anteile an der Taxi Flotte |  | 0% | 0% | 0% | 0% | 0% | [5 empty] | Taxi Services Shares of Entire Taxi Fleet |  | 0% | 0% | 0% | 0% | 0% | [5 empty] | Taxi Services Shares of Entire Taxi Fleet |  | 0% | 0% | 0% | 0% | 0% | [5 empty] | Taxi Services Shares of Entire Taxi Fleet |  | 0% | 0% | 0% | 0% | 0%
476 | Petrol taxis | t_ta_cp_sh | Gasoline Taxis | Percent [0 to 100%] | 2 | PPT |  |  | 0.6% | 0.6% | 0% | 0% | 0% | Taxi Union, Ville Jaakola | 2014 | Average, City | Statistics | Phone interview | 1 | 1 | 1 | 1 | 1 | 1 | Gasoline Taxis | Percent [0 to 100%] |  | 0% | [8 empty] | Gasoline Taxis | Percent [0 to 100%] | 0.6% | 0.6% |  |  |  |  | Taxi Union, Ville Jaakola | 2014 | Average, City | Statistics | Phone interview | Benzin | Prozent [0 to 100%] |  | 0% | [8 empty] | Gasoline Taxis | Percent [0 to 100%] |  | 0% | [8 empty] | Gasoline Taxis | Percent [0 to 100%] |  | 0% | [8 empty] | Gasoline Taxis | Percent [0 to 100%] |  | 0%
477 | Diesel taxis | t_ta_cd_sh | Diesel Taxis | Percent [0 to 100%] | 2 | PPT |  |  | 98.5% | 98.5% | 0% | 0% | 0% | Taxi Union, Ville Jaakola | 2014 | Average, City | Statistics | Phone interview | 1 | 1 | 1 | 1 | 1 | 1 | Diesel Taxis | Percent [0 to 100%] |  | 0% | [8 empty] | Diesel Taxis | Percent [0 to 100%] | 98.5% | 98.5% |  |  |  |  | Taxi Union, Ville Jaakola | 2014 | Average, City | Statistics | Phone interview | Diesel | Prozent [0 to 100%] |  | 0% | [8 empty] | Diesel Taxis | Percent [0 to 100%] |  | 0% | [8 empty] | Diesel Taxis | Percent [0 to 100%] |  | 0% | [8 empty] | Diesel Taxis | Percent [0 to 100%] |  | 0%
478 | CNG taxi | t_ta_cng_sh | Compressed Natural Gas taxis | Percent [0 to 100%] | 2 | PPT |  |  | 0.7% | 0.7% | 0% | 0% | 0% | Taxi Union, Ville Jaakola | 2014 | Average, City | Statistics | Phone interview | 1 | 1 | 1 | 1 | 1 | 1 | Compressed Natural Gas taxis | Percent [0 to 100%] |  | 0% | [8 empty] | Compressed Natural Gas taxis | Percent [0 to 100%] | 0.7% | 0.7% |  |  |  |  | Taxi Union, Ville Jaakola | 2014 | Average, City | Statistics | Phone interview | Erdgas | Prozent [0 to 100%] |  | 0% | [8 empty] | Compressed Natural Gas taxis | Percent [0 to 100%] |  | 0% | [8 empty] | Compressed Natural Gas taxis | Percent [0 to 100%] |  | 0% | [8 empty] | Compressed Natural Gas taxis | Percent [0 to 100%] |  | 0%
479 | Electric taxis | t_ta_e_sh | Electric Taxis | Percent [0 to 100%] | 2 | PPT |  |  | 0.1% | 0.1% | 0% | 0% | 0% | Taxi Union, Ville Jaakola | 2014 | Average, City | Statistics | Phone interview | 1 | 1 | 1 | 1 | 1 | 1 | Electric Taxis | Percent [0 to 100%] |  | 0% | [8 empty] | Electric Taxis | Percent [0 to 100%] | 0.1% | 0.1% |  |  |  |  | Taxi Union, Ville Jaakola | 2014 | Average, City | Statistics | Phone interview | Batterieelektrische (BEV) | Prozent [0 to 100%] |  | 0% | [8 empty] | Electric Taxis | Percent [0 to 100%] |  | 0% | [8 empty] | Electric Taxis | Percent [0 to 100%] |  | 0% | [8 empty] | Electric Taxis | Percent [0 to 100%] |  | 0%
480 | Hydrogen taxis | t_ta_hy_sh | Hydrogen taxis | Percent [0 to 100%] | 2 | PPT |  |  | 0% | 0% | 0% | 0% | 0% | Taxi Union, Ville Jaakola | 2014 | Average, City | Statistics | Phone interview | 1 | 1 | 1 | 1 | 1 | 1 | Hydrogen taxis | Percent [0 to 100%] |  | 0% | [8 empty] | Hydrogen taxis | Percent [0 to 100%] | 0% | 0% |  |  |  |  | Taxi Union, Ville Jaakola | 2014 | Average, City | Statistics | Phone interview | Wasserstoff | Prozent [0 to 100%] |  | 0% | [8 empty] | Hydrogen taxis | Percent [0 to 100%] |  | 0% | [8 empty] | Hydrogen taxis | Percent [0 to 100%] |  | 0% | [8 empty] | Hydrogen taxis | Percent [0 to 100%] |  | 0%
481 | Hybrid Electric taxis | t_ta_hec_sh | Hybrid Electric Taxis | Percent [0 to 100%] | 2 | PPT |  |  | 0% | 0% | 0% | 0% | 0% | Taxi Union, Ville Jaakola | 2014 | Average, City | Statistics | Phone interview | 1 | 1 | 1 | 1 | 1 | 1 | Hybrid Electric Taxis | Percent [0 to 100%] |  | 0% | [8 empty] | Hybrid Electric Taxis | Percent [0 to 100%] | 0% | 0% |  |  |  |  | Taxi Union, Ville Jaakola | 2014 | Average, City | Statistics | Phone interview | Hybridelektrisch | Prozent [0 to 100%] |  | 0% | [8 empty] | Hybrid Electric Taxis | Percent [0 to 100%] |  | 0% | [8 empty] | Hybrid Electric Taxis | Percent [0 to 100%] |  | 0% | [8 empty] | Hybrid Electric Taxis | Percent [0 to 100%] |  | 0%
482 | Plug-in Hybrid electric taxis | t_ta_phe_sh | Plug-in Hybrid Electric taxis | Percent [0 to 100%] | 2 | PPT |  |  | 0% | 0% | 0% | 0% | 0% | Taxi Union, Ville Jaakola | 2014 | Average, City | Statistics | Phone interview | 1 | 1 | 1 | 1 | 1 | 1 | Plug-in Hybrid Electric taxis | Percent [0 to 100%] |  | 0% | [8 empty] | Plug-in Hybrid Electric taxis | Percent [0 to 100%] | 0% | 0% |  |  |  |  | Taxi Union, Ville Jaakola | 2014 | Average, City | Statistics | Phone interview | Plug-in Hybridelektrisch (PHEV) | Prozent [0 to 100%] |  | 0% | [8 empty] | Plug-in Hybrid Electric taxis | Percent [0 to 100%] |  | 0% | [8 empty] | Plug-in Hybrid Electric taxis | Percent [0 to 100%] |  | 0% | [8 empty] | Plug-in Hybrid Electric taxis | Percent [0 to 100%] |  | 0%
483 |  |  | Freight Rail Shares | [5 empty] | 1 | 1 | 0 | 0 | 0 | [11 empty] | Freight Rail Shares | [11 empty] | Freight Rail Shares | [12 empty] | Frachtzuganteile | [11 empty] | Freight Rail Shares | [11 empty] | Freight Rail Shares | [11 empty] | Freight Rail Shares
484 | number of cars | t_f_ra_el_sh | Electric traction | Percent [0 to 100%] | 2 | PPT |  |  | 88% | 88% | 0% | 0% | 0% |  | 2014 | Average, City | Statistics |  | 1 | 1 | 1 | 1 | 1 | 1 | Electric traction | Percent [0 to 100%] |  | 0% | [8 empty] | Electric traction | Percent [0 to 100%] | 88% | 88% | [5 empty] | 2014 | Average, City | Statistics |  | Elektrische Traktion | Percent [0 to 100%] |  | 0% | [8 empty] | Electric traction | Percent [0 to 100%] |  | 0% | [8 empty] | Electric traction | Percent [0 to 100%] |  | 0% | [8 empty] | Electric traction | Percent [0 to 100%] |  | 0%
485 | number of taxis | t_f_ra_di_sh | Diesel Traction | Percent [0 to 100%] | 2 | PPT |  |  | 12% | 12% | 0% | 0% | 0% |  | 2014 | Average, City | Statistics |  | 1 | 1 | 1 | 1 | 1 | 1 | Diesel Traction | Percent [0 to 100%] |  | 0% | [8 empty] | Diesel Traction | Percent [0 to 100%] | 12% | 12% | [5 empty] | 2014 | Average, City | Statistics |  | Dieseltraktion | Percent [0 to 100%] |  | 0% | [8 empty] | Diesel Traction | Percent [0 to 100%] |  | 0% | [8 empty] | Diesel Traction | Percent [0 to 100%] |  | 0% | [8 empty] | Diesel Traction | Percent [0 to 100%] |  | 0%
486 | [11 empty] | 0
487 |  |  | Capacity utilizations | [8 empty] | 0 | [12 empty] | Capacity utilizations | [11 empty] | Capacity utilizations | [12 empty] | Auslastung | [11 empty] | Capacity utilizations | [11 empty] | Capacity utilizations | [11 empty] | Capacity utilizations
488 |  |  | Absolute Capacity Utilization | [8 empty] | 0 | [12 empty] | Absolute Capacity Utilization | [11 empty] | Absolute Capacity Utilization | [12 empty] | Absolute Kapazitätsauslastung | [11 empty] | Absolute Capacity Utilization | [11 empty] | Absolute Capacity Utilization | [11 empty] | Absolute Capacity Utilization
489 |  | t_p_mo_cua | Motorcycle | # of Passengers per vehicle [p/1] | 2 | PPT |  |  | 1 | 1 | 0 | 0 | 0 | Team assumption | 2014 | Average, City | Statistics |  | 1 | 1 | 1 | 1 | 1 | 1 | Motorcycle | # of Passengers per vehicle [p/1] |  | 0 | [8 empty] | Motorcycle | # of Passengers per vehicle [p/1] | 1 | 1 |  |  |  |  | Team assumption | 2014 | Average, City | Statistics |  | Motorrad | Anz. Personen pro Fahrzeug [p/1] |  | 0 | [8 empty] | Motorcycle | # of Passengers per vehicle [p/1] |  | 0 | [8 empty] | Motorcycle | # of Passengers per vehicle [p/1] |  | 0 | [8 empty] | Motorcycle | # of Passengers per vehicle [p/1] |  | 0
490 |  | t_p_ca_cua | Car | # of Passengers per vehicle [p/1] | 2 | PPT |  |  | 1.29 | 1.29 | 0 | 0 | 0 | City planning department transport study | 2014 | Average, City | Statistics |  | 1 | 1 | 1 | 1 | 1 | 1 | Car | # of Passengers per vehicle [p/1] |  | 0 | [8 empty] | Car | # of Passengers per vehicle [p/1] | 1.29 | 1.29 |  |  |  |  | City planning department transport study | 2014 | Average, City | Statistics |  | Auto | Anz. Personen pro Fahrzeug [p/1] |  | 0 | [8 empty] | Car | # of Passengers per vehicle [p/1] |  | 0 | [8 empty] | Car | # of Passengers per vehicle [p/1] |  | 0 | [8 empty] | Car | # of Passengers per vehicle [p/1] |  | 0
491 |  | t_p_ta_cua | Taxi (passengers excluding driver/vehicle) on average, including empty runs | # of Passengers per vehicle [p/1] | 2 | PPT |  |  | 0.8 | 0.8 | 0 | 0 | 0 |  | 2014 | Average, City | Statistics | passengers excluding driver/vehicle) on average, including empty runs | 1 | 1 | 1 | 1 | 1 | 1 | Taxi (passengers excluding driver/vehicle) on average, including empty runs | # of Passengers per vehicle [p/1] |  | 0 | [8 empty] | Taxi | # of Passengers per vehicle [p/1] | 0.8 | 0.8 | [5 empty] | 2014 | Average, City | Statistics | passengers excluding driver/vehicle) on average, including empty runs | Taxi (durchschnittliche Personenzahl ohne Fahrer inklusive Leerfahrten) | Anz. Personen pro Fahrzeug [p/1] |  | 0 | [8 empty] | Taxi (passengers excluding driver/vehicle) on average, including empty runs | # of Passengers per vehicle [p/1] |  | 0 | [8 empty] | Taxi (passengers excluding driver/vehicle) on average, including empty runs | # of Passengers per vehicle [p/1] |  | 0 | [8 empty] | Taxi (passengers excluding driver/vehicle) on average, including empty runs | # of Passengers per vehicle [p/1] |  | 0
492 |  | t_p_bu_cua | Bus | # of Passengers per vehicle [p/1] | 2 | PPT |  |  | 13 | 13 | 0 | 0 | 0 | HSL transport statistics (Helsinki internal trips) | 2014 | Average, city close by | Calculated from statistics |  | 1 | 1 | 1 | 1 | 1 | 1 | Bus | # of Passengers per vehicle [p/1] |  | 0 | [8 empty] | Bus | # of Passengers per vehicle [p/1] | 13 | 13 |  |  |  |  | HSL transport statistics (Helsinki internal trips) | 2014 | Average, city close by | Calculated from statistics |  | Bus | Anz. Personen pro Fahrzeug [p/1] |  | 0 | [8 empty] | Bus | # of Passengers per vehicle [p/1] |  | 0 | [8 empty] | Bus | # of Passengers per vehicle [p/1] |  | 0 | [8 empty] | Bus | # of Passengers per vehicle [p/1] |  | 0
493 |  | t_p_br_cua | Bus Rapid Transit | # of Passengers per vehicle [p/1] | 2 | PPT |  |  | 0 | 0 | 0 | 0 | 0 | [5 empty] | 1 | 1 | 1 | 1 | 1 | 1 | Bus Rapid Transit | # of Passengers per vehicle [p/1] |  | 0 | [8 empty] | Bus Rapid Transit | # of Passengers per vehicle [p/1] | 0 | 0 | [9 empty] | Bus Schnellverkehr | Anz. Personen pro Fahrzeug [p/1] |  | 0 | [8 empty] | Bus Rapid Transit | # of Passengers per vehicle [p/1] |  | 0 | [8 empty] | Bus Rapid Transit | # of Passengers per vehicle [p/1] |  | 0 | [8 empty] | Bus Rapid Transit | # of Passengers per vehicle [p/1] |  | 0
494 |  |  | Relative Capacity Utilization | [8 empty] | 0 | [12 empty] | Relative Capacity Utilization | [11 empty] | Relative Capacity Utilization | [12 empty] | Relative Kapazitätsauslastung | [11 empty] | Relative Capacity Utilization | [11 empty] | Relative Capacity Utilization | [11 empty] | Relative Capacity Utilization
495 |  | t_p_bu_cu | Bus | Percent [0 to 100%] | 2 | PPT |  |  | 22.2% | 22.2% | 0% | 0% | 0% | HSL transport statistics (Helsinki internal trips) | 2014 | Average, City | Calculated from statistics | Busses have 60, 80 and 100 persons capacity. Guess is that overweight of 60 person capacity with average of 70. | 1 | 1 | 1 | 1 | 1 | 1 | Bus | Percent [0 to 100%] |  | 0% | [8 empty] | Bus | Percent [0 to 100%] | 22.2% | 22.2% |  |  |  |  | HSL transport statistics (Helsinki internal trips) | 2014 | Average, City | Calculated from statistics | Busses have 60, 80 and 100 persons capacity. Guess is that overweight of 60 person capacity with average of 70. | Bus | Prozent [0 to 100%] |  | 0% | [8 empty] | Bus | Percent [0 to 100%] |  | 0% | [8 empty] | Bus | Percent [0 to 100%] |  | 0% | [8 empty] | Bus | Percent [0 to 100%] |  | 0%
496 |  | t_p_br_cu | Bus Rapid Transit | Percent [0 to 100%] | 2 | PPT |  |  | 0% | 0% | 0% | 0% | 0% |  | 2014 | Average, City |  |  | 1 | 1 | 1 | 1 | 1 | 1 | Bus Rapid Transit | Percent [0 to 100%] |  | 0% | [8 empty] | Bus Rapid Transit | Percent [0 to 100%] | 0% | 0% | [5 empty] | 2014 | Average, City |  |  | Bus Rapid Transit | Prozent [0 to 100%] |  | 0% | [8 empty] | Bus Rapid Transit | Percent [0 to 100%] |  | 0% | [8 empty] | Bus Rapid Transit | Percent [0 to 100%] |  | 0% | [8 empty] | Bus Rapid Transit | Percent [0 to 100%] |  | 0%
497 |  | t_p_tr_cu | Tram | Percent [0 to 100%] | 2 | PPT |  |  | 20.5% | 20.5% | 0% | 0% | 0% | HSL transport statistics | 2014 | Average, City |  |  | 1 | 1 | 1 | 1 | 1 | 1 | Tram | Percent [0 to 100%] |  | 0% | [8 empty] | Tram | Percent [0 to 100%] | 20.5% | 20.5% |  |  |  |  | HSL transport statistics | 2014 | Average, City |  |  | Strassenbahn | Prozent [0 to 100%] |  | 0% | [8 empty] | Tram | Percent [0 to 100%] |  | 0% | [8 empty] | Tram | Percent [0 to 100%] |  | 0% | [8 empty] | Tram | Percent [0 to 100%] |  | 0%
498 |  | t_p_su_cu | Subway | Percent [0 to 100%] | 2 | PPT |  |  | 18.3% | 18.3% | 0% | 0% | 0% | HSL transport statistics | 2014 | Average, City | Calculated from statistics | 300 passagerer og plads til hjul Det er plads til 300 passagerer i et metrotog fordelt på 96 siddepladser og 204 ståpladser. Antallet af siddepladser afspejler, at størstedelen af rejserne vil være af kortere varighed. | 1 | 1 | 1 | 1 | 1 | 1 | Subway | Percent [0 to 100%] |  | 0% | [8 empty] | Subway | Percent [0 to 100%] | 18.3% | 18.3% |  |  |  |  | HSL transport statistics | 2014 | Average, City | Calculated from statistics | 300 passagerer og plads til hjul Det er plads til 300 passagerer i et metrotog fordelt på 96 siddepladser og 204 ståpladser. Antallet af siddepladser afspejler, at størstedelen af rejserne vil være af kortere varighed. | U-Bahn | Prozent [0 to 100%] |  | 0% | [8 empty] | Subway | Percent [0 to 100%] |  | 0% | [8 empty] | Subway | Percent [0 to 100%] |  | 0% | [8 empty] | Subway | Percent [0 to 100%] |  | 0%
499 |  | t_p_ct_cu | City Train | Percent [0 to 100%] | 2 | PPT |  |  | 0% | 0% | 0% | 0% | 0% |  |  | Average, City | Calculated from statistics | 39600 seats, 135 trains = 293 seats pr train. | 1 | 1 | 1 | 1 | 1 | 1 | City Train | Percent [0 to 100%] |  | 0% | [8 empty] | City Train | Percent [0 to 100%] | 0% | 0% | [6 empty] | Average, City | Calculated from statistics | 39600 seats, 135 trains = 293 seats pr train. | Stadt Bahn | Prozent [0 to 100%] |  | 0% | [8 empty] | City Train | Percent [0 to 100%] |  | 0% | [8 empty] | City Train | Percent [0 to 100%] |  | 0% | [8 empty] | City Train | Percent [0 to 100%] |  | 0%
500 |  | t_p_re_cu | Regional Train | Percent [0 to 100%] | 2 | PPT |  |  | 21.1% | 21.1% | 0% | 0% | 0% | HSL transport statistics | 2014 | Average, City | Statistics | Train capactity 223 (alternative cap utilization is 42%) | 1 | 1 | 1 | 1 | 1 | 1 | Regional Train | Percent [0 to 100%] |  | 0% | [8 empty] | Regional Train | Percent [0 to 100%] | 21.1% | 21.1% |  |  |  |  | HSL transport statistics | 2014 | Average, City | Statistics | Train capactity 223 (alternative cap utilization is 42%) | Regional Bahn | Prozent [0 to 100%] |  | 0% | [8 empty] | Regional Train | Percent [0 to 100%] |  | 0% | [8 empty] | Regional Train | Percent [0 to 100%] |  | 0% | [8 empty] | Regional Train | Percent [0 to 100%] |  | 0%
501 |  | t_p_ir_cu | Interregional Train | Percent [0 to 100%] | 2 | PPT |  |  | 0% | 0% | 0% | 0% | 0% | [5 empty] | 1 | 1 | 1 | 1 | 1 | 1 | Interregional Train | Percent [0 to 100%] |  | 0% | [8 empty] | Interregional Train | Percent [0 to 100%] | 0% | 0% | [9 empty] | Fernzug | Prozent [0 to 100%] |  | 0% | [8 empty] | Interregional Train | Percent [0 to 100%] |  | 0% | [8 empty] | Interregional Train | Percent [0 to 100%] |  | 0% | [8 empty] | Interregional Train | Percent [0 to 100%] |  | 0%
502 | [11 empty] | 0
503 |  |  | Optional: Emission factors & mode specification | [8 empty] | 0 | [12 empty] | Optional: Emission factors & mode specification | [11 empty] | Optional: Emission factors & mode specification | [12 empty] | Optional: Emissions Faktoren & Modi Spezifikation | [11 empty] | Optional: Emission factors & mode specification | [11 empty] | Optional: Emission factors & mode specification | [11 empty] | Optional: Emission factors & mode specification
504 |  | t_a_CO2el | Total Airport emissions - if requested to be considered | CO2e emissions locally by airport per year [kgCO2e/a] |  |  |  |  | 0 | 0 | 0 | 0 | 0 | [5 empty] | 1 | 1 | 1 | 1 | 1 | 1 | Airport emissions | kg CO2e emissions locally by airport per year [kgCO2e/a] |  | 0 | [8 empty] | Airport emissions | CO2e emissions locally by airport per year [kgCO2e/a] |  | 0 | [9 empty] | Flughafen Emissionen | CO2e Emissionen des Flughafens pro Jahr [kgCO2e/a] |  | 0 | [8 empty] | Airport emissions | CO2e emissions locally by airport per year [kgCO2e/a] |  | 0 | [8 empty] | Airport emissions | CO2e emissions locally by airport per year [kgCO2e/a] |  | 0 | [8 empty] | Airport emissions | CO2e emissions locally by airport per year [kgCO2e/a] |  | 0
505 |  |  | Fuel Consumption Conventional Cars | [8 empty] | 0 | [12 empty] | Fuel Consumption Conventional Cars | [11 empty] | Fuel Consumption Conventional Cars | [12 empty] | Verbrauch konventionelle Autos | [11 empty] | Fuel Consumption Conventional Cars | [11 empty] | Fuel Consumption Conventional Cars | [11 empty] | Fuel Consumption Conventional Cars
506 |  | t_p_ca_p_c | Gasoline cars | Liters per 100 km [l/100km] |  |  |  |  | 7.8 | 7.8 | 0 | 0 | 0 | http://lipasto.vtt.fi/yksikkopaastot/henkiloliikennee/tieliikennee/henkiloautote/hayhte.htm |  | Average, City | Calculated from stat. inc. assumptions |  | 235.2146 | 1 | 1 | 1 | 1 | 1 | Gasoline cars | Miles per gallon [mpg] |  | 0 | [8 empty] | Gasoline cars | Liters per 100 km [l/100km] | 7.8 | 7.8 |  |  |  |  | http://lipasto.vtt.fi/yksikkopaastot/henkiloliikennee/tieliikennee/henkiloautote/hayhte.htm |  | Average, City | Calculated from stat. inc. assumptions |  | Benzin | Liter pro 100 km [l/100km] |  | 0 | [8 empty] | Gasoline cars | Liters per 100 km [l/100km] |  | 0 | [8 empty] | Gasoline cars | Liters per 100 km [l/100km] |  | 0 | [8 empty] | Gasoline cars | Liters per 100 km [l/100km] |  | 0
507 |  | t_p_ca_d_c | Diesel cars | Liters per 100 km [l/100km] |  |  |  |  | 6.4 | 6.4 | 0 | 0 | 0 | http://lipasto.vtt.fi/yksikkopaastot/henkiloliikennee/tieliikennee/henkiloautote/hayhte.htm |  | Average, City | Calculated from stat. inc. assumptions |  | 235.2146 | 1 | 1 | 1 | 1 | 1 | Diesel cars | Miles per gallon [mpg] |  | 0 | [8 empty] | Diesel cars | Liters per 100 km [l/100km] | 6.4 | 6.4 |  |  |  |  | http://lipasto.vtt.fi/yksikkopaastot/henkiloliikennee/tieliikennee/henkiloautote/hayhte.htm |  | Average, City | Calculated from stat. inc. assumptions |  | Diesel | Liter pro 100 km [l/100km] |  | 0 | [8 empty] | Diesel cars | Liters per 100 km [l/100km] |  | 0 | [8 empty] | Diesel cars | Liters per 100 km [l/100km] |  | 0 | [8 empty] | Diesel cars | Liters per 100 km [l/100km] |  | 0
508 |  |  | CO2e Emission Factor | [8 empty] | 0 | [12 empty] | CO2e Emission Factor | [11 empty] | CO2eq Emission Factor | [12 empty] | CO2e Emissionsfaktor | [11 empty] | CO2e Emission Factor | [11 empty] | CO2e Emission Factor | [11 empty] | CO2e Emission Factor
509 |  | t_p_mo_c_ef | Conventional Combustion Motorcycle | Kilograms per passenger kilometer [kg/pkm] |  |  |  |  | 0.08 | 0.08 | 0 | 0 | 0 | http://lipasto.vtt.fi/yksikkopaastot/henkiloliikennee/tieliikennee/muute/mp4e.htm | 2011 | Average, national | Calculated from stat. inc. assumptions |  | 0.62137 | 1 | 1 | 1 | 1 | 1 | Conventional Combustion Motorcycle | Kilograms per passenger mile [kg/passenger-mile] |  | 0 | [8 empty] | Conventional Combustion Motorcycle | Kilograms per passenger kilometer [kg/pkm] | 0.08 | 0.08 |  |  |  |  | http://lipasto.vtt.fi/yksikkopaastot/henkiloliikennee/tieliikennee/muute/mp4e.htm | 2011 | Average, national | Calculated from stat. inc. assumptions |  | konventionelle Motorräder (Verbrennungsmaschine) | Kilogramm pro personen kilometer [kgCO2e/pkm] |  | 0 | [8 empty] | Conventional Combustion Motorcycle | Kilograms per passenger kilometer [kg/pkm] |  | 0 | [8 empty] | Conventional Combustion Motorcycle | Kilograms per passenger kilometer [kg/pkm] |  | 0 | [8 empty] | Conventional Combustion Motorcycle | Kilograms per passenger kilometer [kg/pkm] |  | 0
510 |  | t_p_ca_p_ef | Conventional Gasoline Car | Kilograms per passenger kilometer [kg/pkm] |  |  |  |  | 0.099 | 0.099 | 0 | 0 | 0 | http://lipasto.vtt.fi/yksikkopaastot/henkiloliikennee/tieliikennee/henkiloautote/hayhte.htm | 2011 | Average, national | Calculated from stat. inc. assumptions |  | 0.62137 | 1 | 1 | 1 | 1 | 1 | Conventional Gasoline Car | Kilograms per passenger mile [kg/passenger-mile] |  | 0 | [8 empty] | Conventional Gasoline Car | Kilograms per passenger kilometer [kg/pkm] | 0.099 | 0.099 |  |  |  |  | http://lipasto.vtt.fi/yksikkopaastot/henkiloliikennee/tieliikennee/henkiloautote/hayhte.htm | 2011 | Average, national | Calculated from stat. inc. assumptions |  | konventionelle Benzinautos | Kilogramm pro personen kilometer [kgCO2e/pkm] |  | 0 | [8 empty] | Conventional Gasoline Car | Kilograms per passenger kilometer [kg/pkm] |  | 0 | [8 empty] | Conventional Gasoline Car | Kilograms per passenger kilometer [kg/pkm] |  | 0 | [8 empty] | Conventional Gasoline Car | Kilograms per passenger kilometer [kg/pkm] |  | 0
511 |  | t_p_ca_d_ef | Conventional Diesel Car | Kilograms per passenger kilometer [kg/pkm] |  |  |  |  | 0.095 | 0.095 | 0 | 0 | 0 | http://lipasto.vtt.fi/yksikkopaastot/henkiloliikennee/tieliikennee/henkiloautote/hayhte.htm | 2011 | Average, national | Calculated from stat. inc. assumptions |  | 0.62137 | 1 | 1 | 1 | 1 | 1 | Conventional Diesel Car | Kilograms per passenger mile [kg/passenger-mile] |  | 0 | [8 empty] | Conventional Diesel Car | Kilograms per passenger kilometer [kg/pkm] | 0.095 | 0.095 |  |  |  |  | http://lipasto.vtt.fi/yksikkopaastot/henkiloliikennee/tieliikennee/henkiloautote/hayhte.htm | 2011 | Average, national | Calculated from stat. inc. assumptions |  | konventionelle Dieselautos | Kilogramm pro personen kilometer [kgCO2e/pkm] |  | 0 | [8 empty] | Conventional Diesel Car | Kilograms per passenger kilometer [kg/pkm] |  | 0 | [8 empty] | Conventional Diesel Car | Kilograms per passenger kilometer [kg/pkm] |  | 0 | [8 empty] | Conventional Diesel Car | Kilograms per passenger kilometer [kg/pkm] |  | 0
512 |  | t_p_ta_c_ef | Taxi | Kilograms per passenger kilometer [kg/pkm] |  |  |  |  | 0.19 | 0.19 | 0 | 0 | 0 | [5 empty] | 0.62137 | 1 | 1 | 1 | 1 | 1 | Taxi | Kilograms per passenger mile [kg/passenger-mile] |  | 0 | [8 empty] | Taxi | Kilograms per passenger kilometer [kg/pkm] | 0.19 | 0.19 | [9 empty] | Taxi | Kilogramm pro personen kilometer [kgCO2e/pkm] |  | 0 | [8 empty] | Taxi | Kilograms per passenger kilometer [kg/pkm] |  | 0 | [8 empty] | Taxi | Kilograms per passenger kilometer [kg/pkm] |  | 0 | [8 empty] | Taxi | Kilograms per passenger kilometer [kg/pkm] |  | 0
513 |  | t_p_bu_c_ef | Public Bus (conventional combustion) | Kilograms per passenger kilometer [kg/pkm] |  |  |  |  | 0.08 | 0.08 | 0 | 0 | 0 | HSL transport statistics (Helsinki internal trips) | 2014 | Average, City | Calculated from statistics |  | 0.62137 | 1 | 1 | 1 | 1 | 1 | Public Bus (conventional combustion) | Kilograms per passenger mile [kg/passenger-mile] |  | 0 | [8 empty] | Public Bus (conventional combustion) | Kilograms per passenger kilometer [kg/pkm] | 0.08 | 0.08 |  |  |  |  | HSL transport statistics (Helsinki internal trips) | 2014 | Average, City | Calculated from statistics |  | Bus (konventioneller Verbrennungsmotor) | Kilogramm pro personen kilometer [kgCO2e/pkm] |  | 0 | [8 empty] | Public Bus (conventional combustion) | Kilograms per passenger kilometer [kg/pkm] |  | 0 | [8 empty] | Public Bus (conventional combustion) | Kilograms per passenger kilometer [kg/pkm] |  | 0 | [8 empty] | Public Bus (conventional combustion) | Kilograms per passenger kilometer [kg/pkm] |  | 0
514 |  | t_p_br_c_ef | Bus Rapid Transit | Kilograms per passenger kilometer [kg/pkm] |  |  |  |  | 0 | 0 | 0 | 0 | 0 | [5 empty] | 0.62137 | 1 | 1 | 1 | 1 | 1 | Bus Rapid Transit | Kilograms per passenger mile [kg/passenger-mile] |  | 0 | [8 empty] | Bus Rapid Transit | Kilograms per passenger kilometer [kg/pkm] |  | 0 | [9 empty] | Bus Schnellverkehr | Kilogramm pro personen kilometer [kgCO2e/pkm] |  | 0 | [8 empty] | Bus Rapid Transit | Kilograms per passenger kilometer [kg/pkm] |  | 0 | [8 empty] | Bus Rapid Transit | Kilograms per passenger kilometer [kg/pkm] |  | 0 | [8 empty] | Bus Rapid Transit | Kilograms per passenger kilometer [kg/pkm] |  | 0
515 |  | t_f_lo_c_ef | Truck | Kilograms per ton kilometer [kg/tkm] |  |  |  |  | 0.13 | 0.13 | 0 | 0 | 0 | http://lipasto.vtt.fi/yksikkopaastot/tavaraliikenne/tieliikenne/kajaksuurikatu.htm | 2011 | Average, national | Calculated from stat. inc. assumptions | 50 % full | 0.68494 | 1 | 1 | 1 | 1 | 1 | Truck | Kilograms per ton mile [kg/ton-mile] |  | 0 | [8 empty] | Truck | Kilograms per ton kilometer [kg/tkm] | 0.13 | 0.13 |  |  |  |  | http://lipasto.vtt.fi/yksikkopaastot/tavaraliikenne/tieliikenne/kajaksuurikatu.htm | 2011 | Average, national | Calculated from stat. inc. assumptions | 50 % full | LWK | Kilogramm pro ton kilometer [kg/tkm] |  | 0 | [8 empty] | Truck | Kilograms per ton kilometer [kg/tkm] |  | 0 | [8 empty] | Truck | Kilograms per ton kilometer [kg/tkm] |  | 0 | [8 empty] | Truck | Kilograms per ton kilometer [kg/tkm] |  | 0
516 |  |  | Energy Consumption of Transportation Mode | [8 empty] | 0 | [12 empty] | Energy Consumption of Transportation Mode | [11 empty] | Energy Consumption of Transportation Mode | [12 empty] | Energiebedarf der Transportmittel | [11 empty] | Energy Consumption of Transportation Mode | [11 empty] | Energy Consumption of Transportation Mode | [11 empty] | Energy Consumption of Transportation Mode
517 |  | t_p_tr_c_ef | Tram | Kilowatt-hours per passenger kilometer [kWh/pkm] |  |  |  |  | 0.24 | 0.24 | 0 | 0 | 0 | HSL transport statistics |  |  | Calculated from statistics |  | 0.62137 | 1 | 1 | 1 | 1 | 1 | Tram | Kilowatt hours per passenger mile [kWh/pmi] |  | 0 | [8 empty] | Tram | Kilowatt-hours per passenger kilometer [kWh/pkm] | 0.24 | 0.24 |  |  |  |  | HSL transport statistics |  |  | Calculated from statistics |  | Strassenbahn | Kilowatt-Stunden pro personen kilometer [kWh/pkm] |  | 0 | [8 empty] | Tram | Kilowatt-hours per passenger kilometer [kWh/pkm] |  | 0 | [8 empty] | Tram | Kilowatt-hours per passenger kilometer [kWh/pkm] |  | 0 | [8 empty] | Tram | Kilowatt-hours per passenger kilometer [kWh/pkm] |  | 0
518 |  | t_p_su_c_ef | Subway | Kilowatt-hours per passenger kilometer [kWh/pkm] |  |  |  |  | 0.12 | 0.12 | 0 | 0 | 0 | HSL transport statistics |  |  | Calculated from statistics |  | 0.62137 | 1 | 1 | 1 | 1 | 1 | Subway | Kilowatt hours per passenger mile [kWh/pmi] |  | 0 | [8 empty] | Subway | Kilowatt-hours per passenger kilometer [kWh/pkm] | 0.12 | 0.12 |  |  |  |  | HSL transport statistics |  |  | Calculated from statistics |  | U-Bahn | Kilowatt-Stunden pro personen kilometer [kWh/pkm] |  | 0 | [8 empty] | Subway | Kilowatt-hours per passenger kilometer [kWh/pkm] |  | 0 | [8 empty] | Subway | Kilowatt-hours per passenger kilometer [kWh/pkm] |  | 0 | [8 empty] | Subway | Kilowatt-hours per passenger kilometer [kWh/pkm] |  | 0
519 |  | t_p_ct_c_ef | City Train | Kilowatt-hours per passenger kilometer [kWh/pkm] |  |  |  |  | 0 | 0 | 0 | 0 | 0 | [5 empty] | 0.62137 | 1 | 1 | 1 | 1 | 1 | City Train | Kilowatt hours per passenger mile [kWh/pmi] |  | 0 | [8 empty] | City Train | Kilowatt-hours per passenger kilometer [kWh/pkm] |  | 0 | [9 empty] | Stadt Bahn | Kilowatt-Stunden pro personen kilometer [kWh/pkm] |  | 0 | [8 empty] | City Train | Kilowatt-hours per passenger kilometer [kWh/pkm] |  | 0 | [8 empty] | City Train | Kilowatt-hours per passenger kilometer [kWh/pkm] |  | 0 | [8 empty] | City Train | Kilowatt-hours per passenger kilometer [kWh/pkm] |  | 0
520 |  | t_p_re_c_ef | Regional Train | Kilowatt-hours per passenger kilometer [kWh/pkm] |  |  |  |  | 0.07 | 0.07 | 0 | 0 | 0 | HSL transport statistics |  | Average, City | Calculated from statistics |  | 0.62137 | 1 | 1 | 1 | 1 | 1 | Regional Train | Kilowatt hours per passenger mile [kWh/pmi] |  | 0 | [8 empty] | Regional Train | Kilowatt-hours per passenger kilometer [kWh/pkm] | 0.07 | 0.07 |  |  |  |  | HSL transport statistics |  | Average, City | Calculated from statistics |  | Regional Bahn | Kilowatt-Stunden pro personen kilometer [kWh/pkm] |  | 0 | [8 empty] | Regional Train | Kilowatt-hours per passenger kilometer [kWh/pkm] |  | 0 | [8 empty] | Regional Train | Kilowatt-hours per passenger kilometer [kWh/pkm] |  | 0 | [8 empty] | Regional Train | Kilowatt-hours per passenger kilometer [kWh/pkm] |  | 0
521 |  | t_p_ir_c_ef | Inter Regional Train | Kilowatt-hours per passenger kilometer [kWh/pkm] |  |  |  |  | 0 | 0 | 0 | 0 | 0 | [5 empty] | 0.62137 | 1 | 1 | 1 | 1 | 1 | Inter Regional Train | Kilowatt hours per passenger mile [kWh/pmi] |  | 0 | [8 empty] | Inter Regional Train | Kilowatt-hours per passenger kilometer [kWh/pkm] |  | 0 | [9 empty] | Inter Regional Bahn | Kilowatt-Stunden pro personen kilometer [kWh/pkm] |  | 0 | [8 empty] | Inter Regional Train | Kilowatt-hours per passenger kilometer [kWh/pkm] |  | 0 | [8 empty] | Inter Regional Train | Kilowatt-hours per passenger kilometer [kWh/pkm] |  | 0 | [8 empty] | Inter Regional Train | Kilowatt-hours per passenger kilometer [kWh/pkm] |  | 0
522 |  | t_f_ra_el_c_ef | Electric Freight Train | Kilowatt-hours per ton kilometer [kWh/tkm] |  |  |  |  | 0.03 | 0.03 | 0 | 0 | 0 | http://lipasto.vtt.fi/yksikkopaastot/tavaraliikennee/raideliikennee/junat_tavarae.htm | 2011 | Average, national | Calculated from stat. inc. assumptions |  | 1.6093 | 1 | 1 | 1 | 1 | 1 | Electric Freight Train | Kilowatt-hours per ton mile [kWh/tkm] |  | 0 | [8 empty] | Electric Freight Train | Kilowatt-hours per ton kilometer [kWh/tkm] | 0.03 | 0.03 |  |  |  |  | http://lipasto.vtt.fi/yksikkopaastot/tavaraliikennee/raideliikennee/junat_tavarae.htm | 2011 | Average, national | Calculated from stat. inc. assumptions |  | Elektrischer Güterzug | Kilowatt-Stunden pro tonnen kilometer [kWh/tkm] |  | 0 | [8 empty] | Electric Freight Train | Kilowatt-hours per ton kilometer [kWh/tkm] |  | 0 | [8 empty] | Electric Freight Train | Kilowatt-hours per ton kilometer [kWh/tkm] |  | 0 | [8 empty] | Electric Freight Train | Kilowatt-hours per ton kilometer [kWh/tkm] |  | 0
523 |  | t_f_ra_di_c_ef | Diesel Freight Train | Kilowatt-hours per ton kilometer [kWh/tkm] |  |  |  |  | 0.0083 | 0.0083 | 0 | 0 | 0 | http://lipasto.vtt.fi/yksikkopaastot/tavaraliikennee/raideliikennee/junat_tavarae.htm | 2011 | Average, national | Calculated from stat. inc. assumptions |  | 1.6093 | 1 | 1 | 1 | 1 | 1 | Diesel Freight Train | Kilowatt-hours per ton mile [kWh/tkm] |  | 0 | [8 empty] | Diesel Freight Train | Kilogram per ton kilometer [kg/tkm] | 0.0083 | 0.0083 |  |  |  |  | http://lipasto.vtt.fi/yksikkopaastot/tavaraliikennee/raideliikennee/junat_tavarae.htm | 2011 | Average, national | Calculated from stat. inc. assumptions |  | Dieselgüterzug | Kilogramm pro tonnen kilometer [kg/tkm] |  | 0 | [8 empty] | Diesel Freight Train | Kilogram per ton kilometer [kg/tkm] |  | 0 | [8 empty] | Diesel Freight Train | Kilogram per ton kilometer [kg/tkm] |  | 0 | [8 empty] | Diesel Freight Train | Kilogram per ton kilometer [kg/tkm] |  | 0
524 |  |  | Lorry Euro0-6 Fleet Distribution | [5 empty] | 100% | 100% | 100% | 0% | 100% | [11 empty] | Truck Euro0-6 Fleet Distribution |  | 0% | 100% | 100% | 100% | 100% | [5 empty] | Lorry Euro0-6 Fleet Distribution |  | 100% | 100% | 100% | 100% |  | 100% | [5 empty] | LKW Euro0-6 Flottenzusammensetzung |  | 0% | 100% | 100% | 100% | 100% | [5 empty] | Lorry Euro0-6 Fleet Distribution |  | 0% | 100% | 100% | 100% | 100% | [5 empty] | Lorry Euro0-6 Fleet Distribution |  | 0% | 100% | 100% | 100% | 100% | [5 empty] | Lorry Euro0-6 Fleet Distribution |  | 0% | 100% | 100% | 100% | 100%
525 |  | t_f_lo_euro0 | Euro0 | Percent [0 to 100%] |  |  |  |  | 13.08% | 13.08% | 3.736% | 0.7974% | 0% | German model from Florian | 2015 | Example, country | Calculated from stat. inc. assumptions | A market development as in Germany was assumed, which is not representative. The Finish fleet develops much slower than the German fleet. In 2015, a fleet comparable to that of 2006 in Germany was assumed | 1 | 1 | 1 | 1 | 1 | 1 | Euro0 | Percent [0 to 100%] |  | 13.08% | 3.736% | 0.7974% | 0% | [5 empty] | Euro0 | Percent [0 to 100%] | 13.08% | 0.13082 | 3.736% | 0.9968% | 0.7974% | 0% | German model from Florian | 2015 | Example, country | Calculated from stat. inc. assumptions | A market development as in Germany was assumed, which is not representative. The Finish fleet develops much slower than the German fleet. In 2015, a fleet comparable to that of 2006 in Germany was assumed | Euro0 | Prozent [0 to 100%] |  | 13.08% | 3.736% | 0.7974% | 0% | [5 empty] | Euro0 | Percent [0 to 100%] |  | 13.08% | 3.736% | 0.7974% | 0% | [5 empty] | Euro0 | Percent [0 to 100%] |  | 13.08% | 3.736% | 0.7974% | 0% | [5 empty] | Euro0 | Percent [0 to 100%] |  | 13.08% | 3.736% | 0.7974% | 0%
526 |  | t_f_lo_euro1 | Euro1 | Percent [0 to 100%] |  |  |  |  | 5.865% | 5.865% | 1.88% | 0.3691% | 0% | German model from Florian | 2015 | Example, country | Calculated from stat. inc. assumptions | A market development as in Germany was assumed, which is not representative. The Finish fleet develops much slower than the German fleet. In 2015, a fleet comparable to that of 2006 in Germany was assumed | 1 | 1 | 1 | 1 | 1 | 1 | Euro1 | Percent [0 to 100%] |  | 5.865% | 1.88% | 0.3691% | 0% | [5 empty] | Euro1 | Percent [0 to 100%] | 5.865% | 0.058648 | 1.88% | 0.4614% | 0.3691% | 0% | German model from Florian | 2015 | Example, country | Calculated from stat. inc. assumptions | A market development as in Germany was assumed, which is not representative. The Finish fleet develops much slower than the German fleet. In 2015, a fleet comparable to that of 2006 in Germany was assumed | Euro1 | Prozent [0 to 100%] |  | 5.865% | 1.88% | 0.3691% | 0% | [5 empty] | Euro1 | Percent [0 to 100%] |  | 5.865% | 1.88% | 0.3691% | 0% | [5 empty] | Euro1 | Percent [0 to 100%] |  | 5.865% | 1.88% | 0.3691% | 0% | [5 empty] | Euro1 | Percent [0 to 100%] |  | 5.865% | 1.88% | 0.3691% | 0%
527 |  | t_f_lo_euro2 | Euro2 | Percent [0 to 100%] |  |  |  |  | 25.03% | 25.03% | 8.763% | 2.141% | 0.01578% | German model from Florian | 2015 | Example, country | Calculated from stat. inc. assumptions | A market development as in Germany was assumed, which is not representative. The Finish fleet develops much slower than the German fleet. In 2015, a fleet comparable to that of 2006 in Germany was assumed | 1 | 1 | 1 | 1 | 1 | 1 | Euro2 | Percent [0 to 100%] |  | 25.03% | 8.763% | 2.141% | 0.01578% | [5 empty] | Euro2 | Percent [0 to 100%] | 25.03% | 0.25033 | 8.763% | 2.672% | 2.141% | 0.01578% | German model from Florian | 2015 | Example, country | Calculated from stat. inc. assumptions | A market development as in Germany was assumed, which is not representative. The Finish fleet develops much slower than the German fleet. In 2015, a fleet comparable to that of 2006 in Germany was assumed | Euro2 | Prozent [0 to 100%] |  | 25.03% | 8.763% | 2.141% | 0.01578% | [5 empty] | Euro2 | Percent [0 to 100%] |  | 25.03% | 8.763% | 2.141% | 0.01578% | [5 empty] | Euro2 | Percent [0 to 100%] |  | 25.03% | 8.763% | 2.141% | 0.01578% | [5 empty] | Euro2 | Percent [0 to 100%] |  | 25.03% | 8.763% | 2.141% | 0.01578%
528 |  | t_f_lo_euro3 | Euro3 | Percent [0 to 100%] |  |  |  |  | 51.7% | 51.7% | 21.22% | 6.154% | 0.01815% | German model from Florian | 2015 | Example, country | Calculated from stat. inc. assumptions | A market development as in Germany was assumed, which is not representative. The Finish fleet develops much slower than the German fleet. In 2015, a fleet comparable to that of 2006 in Germany was assumed | 1 | 1 | 1 | 1 | 1 | 1 | Euro3 | Percent [0 to 100%] |  | 51.7% | 21.22% | 6.154% | 0.01815% | [5 empty] | Euro3 | Percent [0 to 100%] | 51.7% | 0.51699 | 21.22% | 7.688% | 6.154% | 0.01815% | German model from Florian | 2015 | Example, country | Calculated from stat. inc. assumptions | A market development as in Germany was assumed, which is not representative. The Finish fleet develops much slower than the German fleet. In 2015, a fleet comparable to that of 2006 in Germany was assumed | Euro3 | Prozent [0 to 100%] |  | 51.7% | 21.22% | 6.154% | 0.01815% | [5 empty] | Euro3 | Percent [0 to 100%] |  | 51.7% | 21.22% | 6.154% | 0.01815% | [5 empty] | Euro3 | Percent [0 to 100%] |  | 51.7% | 21.22% | 6.154% | 0.01815% | [5 empty] | Euro3 | Percent [0 to 100%] |  | 51.7% | 21.22% | 6.154% | 0.01815%
529 |  | t_f_lo_euro4 | Euro4 | Percent [0 to 100%] |  |  |  |  | 2.317% | 2.317% | 13.44% | 3.932% | 0.01397% | German model from Florian | 2015 | Example, country | Calculated from stat. inc. assumptions | A market development as in Germany was assumed, which is not representative. The Finish fleet develops much slower than the German fleet. In 2015, a fleet comparable to that of 2006 in Germany was assumed | 1 | 1 | 1 | 1 | 1 | 1 | Euro4 | Percent [0 to 100%] |  | 2.317% | 13.44% | 3.932% | 0.01397% | [5 empty] | Euro4 | Percent [0 to 100%] | 2.317% | 0.02317 | 13.44% | 4.911% | 3.932% | 0.01397% | German model from Florian | 2015 | Example, country | Calculated from stat. inc. assumptions | A market development as in Germany was assumed, which is not representative. The Finish fleet develops much slower than the German fleet. In 2015, a fleet comparable to that of 2006 in Germany was assumed | Euro4 | Prozent [0 to 100%] |  | 2.317% | 13.44% | 3.932% | 0.01397% | [5 empty] | Euro4 | Percent [0 to 100%] |  | 2.317% | 13.44% | 3.932% | 0.01397% | [5 empty] | Euro4 | Percent [0 to 100%] |  | 2.317% | 13.44% | 3.932% | 0.01397% | [5 empty] | Euro4 | Percent [0 to 100%] |  | 2.317% | 13.44% | 3.932% | 0.01397%
530 |  | t_f_lo_euro5 | Euro5 | Percent [0 to 100%] |  |  |  |  | 0.1279% | 0.1279% | 0.1279% | 0.1314% | 0.1456% | German model from Florian | 2015 | Example, country | Calculated from stat. inc. assumptions | A market development as in Germany was assumed, which is not representative. The Finish fleet develops much slower than the German fleet. In 2015, a fleet comparable to that of 2006 in Germany was assumed | 1 | 1 | 1 | 1 | 1 | 1 | Euro5 | Percent [0 to 100%] |  | 0.1279% | 0.1279% | 0.1314% | 0.1456% | [5 empty] | Euro5 | Percent [0 to 100%] | 0.1279% | 0.0012787 | 0.1279% | 0.1279% | 0.1314% | 0.1456% | German model from Florian | 2015 | Example, country | Calculated from stat. inc. assumptions | A market development as in Germany was assumed, which is not representative. The Finish fleet develops much slower than the German fleet. In 2015, a fleet comparable to that of 2006 in Germany was assumed | Euro5 | Prozent [0 to 100%] |  | 0.1279% | 0.1279% | 0.1314% | 0.1456% | [5 empty] | Euro5 | Percent [0 to 100%] |  | 0.1279% | 0.1279% | 0.1314% | 0.1456% | [5 empty] | Euro5 | Percent [0 to 100%] |  | 0.1279% | 0.1279% | 0.1314% | 0.1456% | [5 empty] | Euro5 | Percent [0 to 100%] |  | 0.1279% | 0.1279% | 0.1314% | 0.1456%
531 |  | t_f_lo_euro6 | Euro6 | Percent [0 to 100%] |  |  |  |  | 1.877% | 1.877% | 50.84% | 86.48% | 99.81% | German model from Florian | 2015 | Example, country | Calculated from stat. inc. assumptions | A market development as in Germany was assumed, which is not representative. The Finish fleet develops much slower than the German fleet. In 2015, a fleet comparable to that of 2006 in Germany was assumed | 1 | 1 | 1 | 1 | 1 | 1 | Euro6 | Percent [0 to 100%] |  | 1.877% | 50.84% | 86.48% | 99.81% | [5 empty] | Euro6 | Percent [0 to 100%] | 1.877% | 0.018771 | 50.84% | 83.14% | 86.48% | 99.81% | German model from Florian | 2015 | Example, country | Calculated from stat. inc. assumptions | A market development as in Germany was assumed, which is not representative. The Finish fleet develops much slower than the German fleet. In 2015, a fleet comparable to that of 2006 in Germany was assumed | Euro6 | Prozent [0 to 100%] |  | 1.877% | 50.84% | 86.48% | 99.81% | [5 empty] | Euro6 | Percent [0 to 100%] |  | 1.877% | 50.84% | 86.48% | 99.81% | [5 empty] | Euro6 | Percent [0 to 100%] |  | 1.877% | 50.84% | 86.48% | 99.81% | [5 empty] | Euro6 | Percent [0 to 100%] |  | 1.877% | 50.84% | 86.48% | 99.81%
532 |  | t_f_lo_y | Year of baseline distribution | Year |  |  |  |  | 2015 | 2015 |  | 1 | [6 empty] | 1 | 1 | 1 | 1 | 1 | 1 | Year of baseline distribution | Year |  | 0 | [8 empty] | Year of baseline distribution | Year | 2015 | 2015 | 1 | 1 | 1 | [6 empty] | Jahr der berichteten Emissionswerte | Jahr |  | 0 | [8 empty] | Year of baseline distribution | Year |  | 0 | [8 empty] | Year of baseline distribution | Year |  | 0 | [8 empty] | Year of baseline distribution | Year |  | 0
533 |  |  | Emission Relevant Mode Specifications | [8 empty] | 0 | [12 empty] | Emission Relevant Mode Specifications | [11 empty] | Emission Relevant Mode Specifications | [12 empty] | Emissionsrelevante Spezifikation der Verkehrsträger | [11 empty] | Emission Relevant Mode Specifications | [11 empty] | Emission Relevant Mode Specifications | [11 empty] | Emission Relevant Mode Specifications
534 |  | t_p_su_aa | Tram: Average age of Subway fleet | Number of Years [a] |  |  |  |  | 0 | 0 | 0 | 0 | 0 | [5 empty] | 1 | 1 | 1 | 1 | 1 | 1 | Tram: Average age of Subway fleet | Number of Years [a] |  | 0 | [8 empty] | Tram: Average age of Subway fleet | Number of Years [a] |  | 0 | [9 empty] | Strassenbahn: durchschnittliches Alter U-Bahn Flotte | Anzahl Jahre [a] |  | 0 | [8 empty] | Tram: Average age of Subway fleet | Number of Years [a] |  | 0 | [8 empty] | Tram: Average age of Subway fleet | Number of Years [a] |  | 0 | [8 empty] | Tram: Average age of Subway fleet | Number of Years [a] |  | 0
535 |  | t_p_tr_aa | Tram: Average age of Tram fleet | Number of Years [a] |  |  |  |  | 0 | 0 | 0 | 0 | 0 | [5 empty] | 1 | 1 | 1 | 1 | 1 | 1 | Tram: Average age of Tram fleet | Number of Years [a] |  | 0 | [8 empty] | Tram: Average age of Tram fleet | Number of Years [a] |  | 0 | [9 empty] | Strassenbahn: durchschnittliches Alter Strassenbahn Flotte | Anzahl Jahre [a] |  | 0 | [8 empty] | Tram: Average age of Tram fleet | Number of Years [a] |  | 0 | [8 empty] | Tram: Average age of Tram fleet | Number of Years [a] |  | 0 | [8 empty] | Tram: Average age of Tram fleet | Number of Years [a] |  | 0
536 |  | t_ef_y | Year of base emission measurement | Year |  |  |  |  | 2010 | 2010 |  | 0 | [12 empty] | Year of base emission measurement | Year |  | 0 | [8 empty] | Year of base emission measurement | Year | 2014 | 2014 | [9 empty] | Jahr der berichteten Emissionswerte | Jahr |  | 0 | [8 empty] | Year of base emission measurement | Year |  | 0 | [8 empty] | Year of base emission measurement | Year |  | 0 | [8 empty] | Year of base emission measurement | Year |  | 0
537 | [11 empty] | 0
538 |  |  | Lever Specific | [8 empty] | 0 | [12 empty] | Lever Specific | [11 empty] | Lever Specific | [12 empty] | Hebelspezifisch | [11 empty] | Lever specific | [11 empty] | Lever specific | [11 empty] | Lever specific
539 |  |  | Road Infrastructure | [8 empty] | 0 | [12 empty] | Infrastructure | [11 empty] | Infrastructure | [12 empty] | Infrastruktur | [11 empty] | Infrastructure | [11 empty] | Infrastructure | [11 empty] | Infrastructure
540 | Road | t_roi_km | Road network km in city | Number of kilometers [km] | 1 | PPT |  |  | 1283 | 1283 | 0 | 0 | 0 | Helsinki city planning administration | 2014 | Average, City | Statistics |  | 1.6093 | 1 | 1 | 1 | 1 | 1 | Road: network km in city | Number of miles [mi] |  | 0 | [8 empty] | Road: network km in city | Number of kilometers [km] | 1283 | 1283 |  |  |  |  | Helsinki city planning administration | 2014 | Average, City | Statistics |  | Strasse: Strassennetz km in Stadt | Anzahl Kilometer [km] |  | 0 | [8 empty] | Road: network km in city | Number of kilometers [km] |  | 0 | [8 empty] | Road: network km in city | Number of kilometers [km] |  | 0 | [8 empty] | Road: network km in city | Number of kilometers [km] |  | 0
541 | highway length | t_ro_hw_km | Total length of highway in city | Number of kilometers [km] | 1 | PPT |  |  | 110 | 110 | 0 | 0 | 0 | Helsinki city planning administration | 2014 | Average, City | Statistics | 67 (110 with slip roads) | 1.6093 | 1 | 1 | 1 | 1 | 1 | Total length of highway in city | Number of miles [mi] |  | 0 | [8 empty] | Total length of highway in city | Number of kilometers [km] | 110 | 110 |  |  |  |  | Helsinki city planning administration | 2014 | Average, City | Statistics | 67 (110 with slip roads) | Gesamtlänge des Autobahnnetzes in der Stadt | Anzahl Kilometer [km] |  | 0 | [8 empty] | Total length of highway in city | Number of kilometers [km] |  | 0 | [8 empty] | Total length of highway in city | Number of kilometers [km] |  | 0 | [8 empty] | Total length of highway in city | Number of kilometers [km] |  | 0
542 | freight traffic on highway | t_ro_hw_sh | freight traffic handled by highway | Percent [0 to 100%] | 2 | PPT |  |  | 48% | 48% | 0% | 0% | 0% | Helsinki city planning administration | 2014 | Average, City | Statistics |  | 1 | 1 | 1 | 1 | 1 | 1 | freight traffic handled by highway | Percent [0 to 100%] |  | 0% | [8 empty] | freight traffic handled by highway | Percent [0 to 100%] | 48% | 48% |  |  |  |  | Helsinki city planning administration | 2014 | Average, City | Statistics |  | Frachtverkehrs auf Autobahnnetz durchgeführt | Prozent [0 to 100%] |  | 0% | [8 empty] | freight traffic handled by highway | Percent [0 to 100%] |  | 0% | [8 empty] | freight traffic handled by highway | Percent [0 to 100%] |  | 0% | [8 empty] | freight traffic handled by highway | Percent [0 to 100%] |  | 0%
543 | number of cars | t_p_ca_n | Cars (excluding taxis) | Number [no.] | 1 | PPT |  |  | 249159 | 249159 | 0 | 0 | 0 | Helsinki city planning administration | 2014 | Average, City | Statistics |  | 1 | 1 | 1 | 1 | 1 | 1 | Cars (excluding taxis) | Number [no.] |  | 0 | [8 empty] | Cars (excluding taxis) | Number [no.] | 249159 | 249159 |  |  |  |  | Helsinki city planning administration | 2014 | Average, City | Statistics |  | Autos (excluding taxis) | Anzahl [Nr] |  | 0 | [8 empty] | Cars (excluding taxis) | Number [no.] |  | 0 | [8 empty] | Cars (excluding taxis) | Number [no.] |  | 0 | [8 empty] | Cars (excluding taxis) | Number [no.] |  | 0
544 | number of taxis | t_p_ta_n | Taxis | Number [no.] | 2 | Excel |  |  | 1345 | 1345 | 0 | 0 | 0 | Taxi Union, Ville Jaakola | 2014 | Average, City | Statistics |  | 1 | 1 | 1 | 1 | 1 | 1 | Taxis | Number [no.] |  | 0 | [8 empty] | Taxis | Number [no.] | 1345 | 1345 |  |  |  |  | Taxi Union, Ville Jaakola | 2014 | Average, City | Statistics |  | Taxis | Anzahl [Nr] |  | 0 | [8 empty] | Taxis | Number [no.] |  | 0 | [8 empty] | Taxis | Number [no.] |  | 0 | [8 empty] | Taxis | Number [no.] |  | 0
545 | E-car sharing | t_l17_di0 | Electric car sharing | Number of cars [no.] | 1 | PPT |  |  | 2 | 2 | 0 | 0 | 0 | https://citycarclub.fi/fi/kotikortteli | 2014 | Average, City | Calculated from stat. inc. assumptions |  | 1 | 1 | 1 | 1 | 1 | 1 | Electric car sharing | Number of cars [no.] |  | 0 | [8 empty] | Electric car sharing | Number of cars [no.] | 2 | 2 |  |  |  |  | https://citycarclub.fi/fi/kotikortteli | 2014 | Average, City | Calculated from stat. inc. assumptions |  | Anzahl E-Autos in car sharing Systemen in der Stadt | Anzahl [Nr] |  | 0 | [8 empty] | Electric car sharing | Number [no.] |  | 0 | [8 empty] | Electric car sharing | Number of cars [no.] |  | 0 | [8 empty] | Electric car sharing | Number of cars [no.] |  | 0
546 |  | t_l23_dl_sh | Share of population holding a driver's license | Percent [0 to 100%] | 3 | PPT |  |  | 65% | 65% | 0% | 0% | 0% | HSL Transport study | 2008 | Average, City | Statistics | (including all ages) | 1 | 1 | 1 | 1 | 1 | 1 | Share of population holding a driver's license | Percent [0 to 100%] |  | 0% | [8 empty] | Share of population holding a driver's license | Percent [0 to 100%] | 65% | 65% |  |  |  |  | HSL Transport study | 2008 | Average, City | Statistics | (including all ages) | Anteil der Bevölkerung im Besitz eines Autoführerscheins | Prozent [0 to 100%] |  | 0% | [8 empty] | Share of population holding a driver's license | Percent [0 to 100%] |  | 0% | [8 empty] | Share of population holding a driver's license | Percent [0 to 100%] |  | 0% | [8 empty] | Share of population holding a driver's license | Percent [0 to 100%] |  | 0%
547 |  |  | Street Lighting General | [8 empty] | 0 | [12 empty] | Street Lighting General | [11 empty] | Street Lighting General | [12 empty] | Straßenbeleuchtung Generell | [11 empty] | Street Lighting General | [11 empty] | Street Lighting General | [11 empty] | Street Lighting General
548 | Street lights | t_roi_l_no | Number of street lights | Number [no.] | 2 | PPT |  |  | 85520 | 86350 | 90500 | 90500 | 90500 | HKR Teemu Pohjola | 2014 | Average, City | Statistics | e-mail | 1 | 1 | 1 | 1 | 1 | 1 | Number of street lights | Number [no.] |  | 0 | [8 empty] | Number of street lights | Number [no.] | 85520 | 86350 | 90500 | 90500 | 90500 | 90500 | HKR Teemu Pohjola | 2014 | Average, City | Statistics | e-mail | Anzahl der Straßenlaternen | Anzahl [Nr.] |  | 0 | [8 empty] | Number of street lights | Number [no.] |  | 0 | [8 empty] | Number of street lights | Number [no.] |  | 0 | [8 empty] | Number of street lights | Number [no.] |  | 0
549 | Natural Gas consumption | t_roi_l_gc | Natural Gas consumption for Street lighting | Megawatt hours per year [MWh/a] | 1 | PPT |  |  | 0 | 0 | 0 | 0 | 0 | HKR Teemu Pohjola | 2014 | Average, City | Statistics | e-mail | 0.29307 | 1 | 1 | 1 | 1 | 1 | Natural Gas consumption for Street lighting | Million Btu per year [MBtu/yr] |  | 0 | [8 empty] | Natural Gas consumption for Street lighting | Megawatt hours per year [MWh/a] | 0 | 0 | 0 | 0 | 0 | 0 | HKR Teemu Pohjola | 2014 | Average, City | Statistics | e-mail | Gasbedarf für Straßenbeleuchtung | Megawatt Stunden pro Jahr [MWh/a] |  | 0 | [8 empty] | Natural Gas consumption for Street lighting | Megawatt hours per year [MWh/a] |  | 0 | [8 empty] | Natural Gas consumption for Street lighting | Megawatt hours per year [MWh/a] |  | 0 | [8 empty] | Natural Gas consumption for Street lighting | Megawatt hours per year [MWh/a] |  | 0
550 | Electricity consumption | t_roi_l_ec | Electricity consumption for Street lighting | Megawatt hours per year [MWh/a] | 1 | PPT |  |  | 48112 | 46593.3333 | 39000 | 39000 | 39000 | HKR Teemu Pohjola | 2014 | Average, City | Statistics | e-mail | 1 | 1 | 1 | 1 | 1 | 1 | Electricity consumption for Street lighting | MWh per year [MWh/yr] |  | 0 | [8 empty] | Electricity consumption for Street lighting | Megawatt hours per year [MWh/a] | 48112 | 46593.3333 | 39000 | 39000 | 39000 | 39000 | HKR Teemu Pohjola | 2014 | Average, City | Statistics | e-mail | Eletrizitätsbedarf für Straßenbeleuchtung | Megawatt Stunden pro Jahr [MWh/a] |  | 0 | [8 empty] | Electricity consumption for Street lighting | Megawatt hours per year [MWh/a] |  | 0 | [8 empty] | Electricity consumption for Street lighting | Megawatt hours per year [MWh/a] |  | 0 | [8 empty] | Electricity consumption for Street lighting | Megawatt hours per year [MWh/a] |  | 0
551 |  | t_l16_di0 | Share of streetlights equipped with motion sensor based dimming | Percent [0 to 100%] | 1 | PPT |  |  | 0% | 0% | 1% | 2% | 2% | HKR Teemu Pohjola | 2014 | Average, City | Statistics | e-mail | 1 | 1 | 1 | 1 | 1 | 1 | Share of streetlights equipped with motion sensor based dimming | Percent [0 to 100%] |  | 0% | [8 empty] | Share of streetlights equipped with motion sensor based dimming | Percent [0 to 100%] | 0% | 0% | 1% | 2% | 2% | 2% | HKR Teemu Pohjola | 2014 | Average, City | Statistics | e-mail | Anteil der mit bewegungsmelderbasierterter Dimmung ausgestatteten Straßenlaternen | Prozent [0 to 100%] |  | 0% | [8 empty] | Share of streetlights equipped with motion sensor based dimming | Percent [0 to 100%] |  | 0% | [8 empty] | Share of streetlights equipped with motion sensor based dimming | Percent [0 to 100%] |  | 0% | [8 empty] | Share of streetlights equipped with motion sensor based dimming | Percent [0 to 100%] |  | 0%
552 |  |  | Street Light Shares | [5 empty] | 100% | 101.8% | 100% | 0% | 100% | [11 empty] | Street Light Shares |  | 0% | 0% | 0% | 0% | 0% | [5 empty] | Street Light Shares |  | 100% | 101.8% | 100% | 100% |  | 100% | [5 empty] | Straßenlaternenanteile |  | 0% | 0% | 0% | 0% | 0% | [5 empty] | Street Light Shares |  | 0% | 0% | 0% | 0% | 0% | [5 empty] | Street Light Shares |  | 0% | 0% | 0% | 0% | 0% | [5 empty] | Street Light Shares |  | 0% | 0% | 0% | 0% | 0%
553 | street lamps (low pressure) | t_l7_llp_sh | low pressure street lamps | Percent [0 to 100%] | 1 | PPT |  |  | 0% | 0% | 0% | 0% | 0% | HKR Teemu Pohjola | 2014 | Average, City | Statistics | e-mail | 1 | 1 | 1 | 1 | 1 | 1 | low pressure street lamps | Percent [0 to 100%] |  | 0% | [8 empty] | low pressure street lamps | Percent [0 to 100%] | 0% | 0% | 0% | 0% | 0% | 0% | HKR Teemu Pohjola | 2014 | Average, City | Statistics | e-mail | NiederdruckStrassenlampen | Prozent [0 to 100%] |  | 0% | [8 empty] | low pressure street lamps | Percent [0 to 100%] |  | 0% | [8 empty] | low pressure street lamps | Percent [0 to 100%] |  | 0% | [8 empty] | low pressure street lamps | Percent [0 to 100%] |  | 0%
554 | street lamps (high pressure) | t_l7_lhp_sh | high pressure street lamps (except mercury-vapor lamps) | Percent [0 to 100%] | 1 | PPT |  |  | 86% | 79% | 44% | 10% | 10% | HKR Teemu Pohjola | 2014 | Average, City | Statistics | e-mail | 1 | 1 | 1 | 1 | 1 | 1 | high pressure street lamps (except mercury-vapor lamps) | Percent [0 to 100%] |  | 0% | [8 empty] | high pressure street lamps (except mercury-vapor lamps) | Percent [0 to 100%] | 86% | 79% | 44% | 10% | 10% | 10% | HKR Teemu Pohjola | 2014 | Average, City | Statistics | e-mail | Hochdruck-Strassenlampen (außer Quecksilberdampflampen) | Prozent [0 to 100%] |  | 0% | [8 empty] | high pressure street lamps (except mercury-vapor lamps) | Percent [0 to 100%] |  | 0% | [8 empty] | high pressure street lamps (except mercury-vapor lamps) | Percent [0 to 100%] |  | 0% | [8 empty] | high pressure street lamps (except mercury-vapor lamps) | Percent [0 to 100%] |  | 0%
555 | street lamps (mercury-vapor) | t_l7_lmv_sh | mercury-vapor street lamps | Percent [0 to 100%] | 1 | PPT |  |  | 10% | 10% | 0% | 0% | 0% | HKR Teemu Pohjola | 2014 | Average, City | Statistics | e-mail | 1 | 1 | 1 | 1 | 1 | 1 | mercury-vapor street lamps | Percent [0 to 100%] |  | 0% | [8 empty] | mercury-vapor street lamps | Percent [0 to 100%] | 10% | 10% | 0% | 0% | 0% | 0% | HKR Teemu Pohjola | 2014 | Average, City | Statistics | e-mail | Quecksilberdampflampen | Prozent [0 to 100%] |  | 0% | [8 empty] | mercury-vapor street lamps | Percent [0 to 100%] |  | 0% | [8 empty] | mercury-vapor street lamps | Percent [0 to 100%] |  | 0% | [8 empty] | mercury-vapor street lamps | Percent [0 to 100%] |  | 0%
556 | street lamps (fluorescent) | t_l7_lfl_sh | fluorescent street lamps | Percent [0 to 100%] | 1 | PPT |  |  | 1% | 1% | 0% | 0% | 0% | HKR Teemu Pohjola | 2014 | Average, City | Statistics | e-mail | 1 | 1 | 1 | 1 | 1 | 1 | fluorescent street lamps | Percent [0 to 100%] |  | 0% | [8 empty] | fluorescent street lamps | Percent [0 to 100%] | 1% | 1% | 0% | 0% | 0% | 0% | HKR Teemu Pohjola | 2014 | Average, City | Statistics | e-mail | Leuchtstoffstrassenlampen | Prozent [0 to 100%] |  | 0% | [8 empty] | fluorescent street lamps | Percent [0 to 100%] |  | 0% | [8 empty] | fluorescent street lamps | Percent [0 to 100%] |  | 0% | [8 empty] | fluorescent street lamps | Percent [0 to 100%] |  | 0%
557 | stree lamps (LED) | t_l7_led_sh | LED street lamps | Percent [0 to 100%] | 1 | PPT |  |  | 3% | 11.83% | 56% | 90% | 90% | HKR Teemu Pohjola | 2014 | Average, City | Statistics | e-mail | 1 | 1 | 1 | 1 | 1 | 1 | LED street lamps | Percent [0 to 100%] |  | 0% | [8 empty] | LED street lamps | Percent [0 to 100%] | 3% | 11.83% | 56% | 90% | 90% | 90% | HKR Teemu Pohjola | 2014 | Average, City | Statistics | e-mail | LED Strassenlampen | Prozent [0 to 100%] |  | 0% | [8 empty] | LED street lamps | Percent [0 to 100%] |  | 0% | [8 empty] | LED street lamps | Percent [0 to 100%] |  | 0% | [8 empty] | LED street lamps | Percent [0 to 100%] |  | 0%
558 |  |  | Traffic Management | [8 empty] | 0 | [12 empty] | Traffic Management | [11 empty] | Traffic Management | [12 empty] | Verkehrsmanagement | [11 empty] | Traffic Management | [11 empty] | Traffic Management | [11 empty] | Traffic Management
559 | congestion level | t_ro_conl | Congestion level = (average journey time [100+x%]- free flow journey time [100%])/ free flow journey time [100%] | Percent [0 to 100%] | 2 | PPT |  |  | 22% | 22% | 0% | 0% | 0% | TomTom Congestion Index | 2013 | Average, City | Statistics |  | 1 | 1 | 1 | 1 | 1 | 1 | Congestion level = (average journey time [100+x%]- free flow journey time [100%])/ free flow journey time [100%] | Percent [0 to 100%] |  | 0% | [8 empty] | Congestion level = (average journey time [100+x%]- free flow journey time [100%])/ free flow journey time [100%] | Percent [0 to 100%] | 22% | 22% |  |  |  |  | TomTom Congestion Index | 2013 | Average, City | Statistics |  | Staulevel = (average journey time [100+x%]- free flow journey time [100%])/ free flow journey time [100%] | Prozent [0 to 100%] |  | 0% | [8 empty] | Congestion level = (average journey time [100+x%]- free flow journey time [100%])/ free flow journey time [100%] | Percent [0 to 100%] |  | 0% | [8 empty] | Congestion level = (average journey time [100+x%]- free flow journey time [100%])/ free flow journey time [100%] | Percent [0 to 100%] |  | 0% | [8 empty] | Congestion level = (average journey time [100+x%]- free flow journey time [100%])/ free flow journey time [100%] | Percent [0 to 100%] |  | 0%
560 | number of traffic light | t_roi_notl | Total number of traffic lights in city (assume 1 traffic light for 1 signalized intersection) | Number [no.] | 2 | PPT |  |  | 469 | 469 | 0 | 0 | 0 | Helsinki city planning administration, Timo Piepponen | 2014 | Average, City | Statistics | Timo Piepponen's comment: The sections which refer to traffic light control are particularly not well suited for how the traffic lights are controlled in Helsinki or Finland. All of Helsinki traffic lights are intelligent, ie, with sensors that change the operation by the coming cars. Some traffic lights are interconnected (Coordinated) so this intelligent control can not influence the lengths of green lights in very large extent , but, for example, side direction will not become green if there is no vehicle detected. Strictly defined, we, therefore, do not have at all an Coordinated Fixed time- control. Rule-based signal plan selection is also a bit of a bad term, but probably mainly describes the idea of how we use the traffic lights, but with a strict definition this could be even 0%. | 1 | 1 | 1 | 1 | 1 | 1 | Total number of traffic lights in city (assume 1 traffic light for 1 signalized intersection) | Number [no.] |  | 0 | [8 empty] | Total number of traffic lights in city (assume 1 traffic light for 1 signalized intersection) | Number [no.] | 469 | 469 |  |  |  |  | Helsinki city planning administration, Timo Piepponen | 2014 | Average, City | Statistics | Timo Piepponen's comment: The sections which refer to traffic light control are particularly not well suited for how the traffic lights are controlled in Helsinki or Finland. All of Helsinki traffic lights are intelligent, ie, with sensors that change the operation by the coming cars. Some traffic lights are interconnected (Coordinated) so this intelligent control can not influence the lengths of green lights in very large extent , but, for example, side direction will not become green if there is no vehicle detected. Strictly defined, we, therefore, do not have at all an Coordinated Fixed time- control. Rule-based signal plan selection is also a bit of a bad term, but probably mainly describes the idea of how we use the traffic lights, but with a strict definition this could be even 0%. | Gesamtzahl der Lichtzeichenanlage (Ampel) in der Stadt (1 geregelte Straßenkreuzung = 1 Ampel) | Anzahl [no.] |  | 0 | [8 empty] | Total number of traffic lights in city (assume 1 traffic light for 1 signalized intersection) | Number [no.] |  | 0 | [8 empty] | Total number of traffic lights in city (assume 1 traffic light for 1 signalized intersection) | Number [no.] |  | 0 | [8 empty] | Total number of traffic lights in city (assume 1 traffic light for 1 signalized intersection) | Number [no.] |  | 0
561 | smart traffic lights | t_l8_stl_sh | Share of smart traffic lights (3 level of smartness: coordinated fixed time, rule-based signal plan, model based adaptive control) | Percent [0 to 100%] | 2 | PPT |  |  | 100% | 100% | 0% | 0% | 0% | Helsinki city planning administration, Timo Piepponen | 2014 | Average, City | Statistics |  | 1 | 1 | 1 | 1 | 1 | 1 | Share of smart traffic lights (3 level of smartness: coordinated fixed time, rule-based signal plan, model based adaptive control) | Percent [0 to 100%] |  | 0% | [8 empty] | Share of smart traffic lights (3 level of smartness: coordinated fixed time, rule-based signal plan, model based adaptive control) | Percent [0 to 100%] | 100% | 100% |  |  |  |  | Helsinki city planning administration, Timo Piepponen | 2014 | Average, City | Statistics |  | Anteil von intelligenten Verkehrsignalen (aller 3 Stufen ess: zeitbasierte Koordination, regel-basierter Signalplan, model- basierte adaptive Steuerung) an der Gesamtzahl aller Verkehrssignalanlagen | Prozent [0 to 100%] |  | 0% | [8 empty] | Share of smart traffic lights (3 level of smartness: coordinated fixed time, rule-based signal plan, model based adaptive control) | Percent [0 to 100%] |  | 0% | [8 empty] | Share of smart traffic lights (3 level of smartness: coordinated fixed time, rule-based signal plan, model based adaptive control) | Percent [0 to 100%] |  | 0% | [8 empty] | Share of smart traffic lights (3 level of smartness: coordinated fixed time, rule-based signal plan, model based adaptive control) | Percent [0 to 100%] |  | 0%
562 | smart traffic lights | t_l8_cft_ish | Share of smartness of traffic lights in terms of Coordinated Fixed Time control traffic light share implemented of total smart traffic lights | Percent [0 to 100%] | 2 | PPT |  |  | 10% | 10% | 0% | 0% | 0% | Helsinki city planning administration, Timo Piepponen | 2014 | Average, City | Statistics |  | 1 | 1 | 1 | 1 | 1 | 1 | Share of smartness of traffic lights in terms of Coordinated Fixed Time control traffic light share implemented of total smart traffic lights | Percent [0 to 100%] |  | 0% | [8 empty] | Share of smartness of traffic lights in terms of Coordinated Fixed Time control traffic light share implemented of total smart traffic lights | Percent [0 to 100%] | 10% | 10% |  |  |  |  | Helsinki city planning administration, Timo Piepponen | 2014 | Average, City | Statistics |  | Anteil von intelligenten Verkehrsignalen mit zeitbasierter Koordination | Prozent [0 to 100%] |  | 0% | [8 empty] | Share of smartness of traffic lights in terms of Coordinated Fixed Time control traffic light share implemented of total smart traffic lights | Percent [0 to 100%] |  | 0% | [8 empty] | Share of smartness of traffic lights in terms of Coordinated Fixed Time control traffic light share implemented of total smart traffic lights | Percent [0 to 100%] |  | 0% | [8 empty] | Share of smartness of traffic lights in terms of Coordinated Fixed Time control traffic light share implemented of total smart traffic lights | Percent [0 to 100%] |  | 0%
563 | smart traffic lights | t_l8_rbs_ish | Share of smartness of traffic lights in terms of Rule-based signal plan selection control traffic light share implemented of total smart traffic lights | Percent [0 to 100%] | 2 | PPT |  |  | 90% | 90% | 0% | 0% | 0% | Helsinki city planning administration, Timo Piepponen | 2014 | Average, City | Statistics |  | 1 | 1 | 1 | 1 | 1 | 1 | Share of smartness of traffic lights in terms of Rule-based signal plan selection control traffic light share implemented of total smart traffic lights | Percent [0 to 100%] |  | 0% | [8 empty] | Share of smartness of traffic lights in terms of Rule-based signal plan selection control traffic light share implemented of total smart traffic lights | Percent [0 to 100%] | 90% | 90% |  |  |  |  | Helsinki city planning administration, Timo Piepponen | 2014 | Average, City | Statistics |  | Anteil von intelligenten Verkehrsignalen mit regel-basiertem Signalplan | Prozent [0 to 100%] |  | 0% | [8 empty] | Share of smartness of traffic lights in terms of Rule-based signal plan selection control traffic light share implemented of total smart traffic lights | Percent [0 to 100%] |  | 0% | [8 empty] | Share of smartness of traffic lights in terms of Rule-based signal plan selection control traffic light share implemented of total smart traffic lights | Percent [0 to 100%] |  | 0% | [8 empty] | Share of smartness of traffic lights in terms of Rule-based signal plan selection control traffic light share implemented of total smart traffic lights | Percent [0 to 100%] |  | 0%
564 | smart traffic lights | t_l8_mba_ish | Share of smartness of traffic lights in terms of Model based adaptive control traffic light share implemented of total smart traffic lights | Percent [0 to 100%] | 2 | PPT |  |  | 0% | 0% | 0% | 0% | 0% | Helsinki city planning administration, Timo Piepponen | 2014 | Average, City | Statistics |  | 1 | 1 | 1 | 1 | 1 | 1 | Share of smartness of traffic lights in terms of Model based adaptive control traffic light share implemented of total smart traffic lights | Percent [0 to 100%] |  | 0% | [8 empty] | Share of smartness of traffic lights in terms of Model based adaptive control traffic light share implemented of total smart traffic lights | Percent [0 to 100%] | 0% | 0% |  |  |  |  | Helsinki city planning administration, Timo Piepponen | 2014 | Average, City | Statistics |  | Anteil von intelligenten Verkehrsignalen mit model- basierte adaptiver Steuerung | Prozent [0 to 100%] |  | 0% | [8 empty] | Share of smartness of traffic lights in terms of Model based adaptive control traffic light share implemented of total smart traffic lights | Percent [0 to 100%] |  | 0% | [8 empty] | Share of smartness of traffic lights in terms of Model based adaptive control traffic light share implemented of total smart traffic lights | Percent [0 to 100%] |  | 0% | [8 empty] | Share of smartness of traffic lights in terms of Model based adaptive control traffic light share implemented of total smart traffic lights | Percent [0 to 100%] |  | 0%
565 | Inhabitants using intermodal traffic management | t_l18_itm_sh | Share of inhabitants using Intermodal Traffic Management at baseline year | Percent [0 to 100%] | 2 | PPT |  |  | 0% | 0% | 0% | 0% | 0% |  | 2014 |  |  |  | 1 | 1 | 1 | 1 | 1 | 1 | Share of inhabitants using Intermodal Traffic Management at baseline year | Percent [0 to 100%] |  | 0% | [8 empty] | Share of inhabitants using Intermodal Traffic Management at baseline year | Percent [0 to 100%] | 0% | 0% | [5 empty] | 2014 |  |  |  | Anteil der Bevölkerung, der intermodales Verkehrsmanagement auf Endgeräten nutzt | Prozent [0 to 100%] |  | 0% | [8 empty] | Share of inhabitants using Intermodal Traffic Management at baseline year | Percent [0 to 100%] |  | 0% | [8 empty] | Share of inhabitants using Intermodal Traffic Management at baseline year | Percent [0 to 100%] |  | 0% | [8 empty] | Share of inhabitants using Intermodal Traffic Management at baseline year | Percent [0 to 100%] |  | 0%
566 | Inhabitants using intermodal traffic management | t_l25_38_di0 | Share of city covered by city tolling system | Percent [0 to 100%] | 1 | PPT |  |  | 0% | 0% | 0% | 0% | 0% |  | 2014 | Average, City | Statistics |  | 1 | 1 | 1 | 1 | 1 | 1 | Share of city covered by city tolling system | Percent [0 to 100%] |  | 0% | [8 empty] | Share of city covered by city tolling system | Percent [0 to 100%] | 0% | 0% | 0% | 0% | 0% | 0% |  | 2014 | Average, City | Statistics |  | Anteil des Stadtgebietes, der dem City Tolling unterliegt | Percent [0 to 100%] |  | 0% | [8 empty] | Share of city covered by city tolling system | Percent [0 to 100%] |  | 0% | [8 empty] | Share of city covered by city tolling system | Percent [0 to 100%] |  | 0% | [8 empty] | Share of city covered by city tolling system | Percent [0 to 100%] |  | 0%
567 | Inhabitants using intermodal traffic management | t_l40_di0 | Market share of multi-modal e-ticket for public transport | Percent [0 to 100%] | 1 | PPT |  |  | 100% | 100% | 100% | 100% | 100% | Team Assumptions | 2014 |  |  |  | 1 | 1 | 1 | 1 | 1 | 1 | Market share of multi-modal e-ticket for public transport | Percent [0 to 100%] |  | 0% | [8 empty] | Market share of multi-modal e-ticket for public transport | Percent [0 to 100%] | 100% | 100% | 100% | 100% | 100% | 100% | Team Assumptions | 2014 |  |  |  | Anteil des öffentlichen Verkehrs, der mit Smart-Card bezahlt wird (Vorhandensein & Akzeptanz) | Prozent [0 to 100%] |  | 0% | [8 empty] | Market share of multi-modal e-ticket for public transport | Percent [0 to 100%] |  | 0% | [8 empty] | Market share of multi-modal e-ticket for public transport | Percent [0 to 100%] |  | 0% | [8 empty] | Market share of multi-modal e-ticket for public transport | Percent [0 to 100%] |  | 0%
568 |  |  | Cycling Service | [8 empty] | 0 | [12 empty] | Cycling Service | [11 empty] | Cycling Service | [12 empty] | Fahrrad | [11 empty] | Cycling Service | [11 empty] | Cycling Service | [11 empty] | Cycling Service
569 | highway length | t_p_bi_km | Dedicated bike lane network | Number of kilometers [km] | 1 | PPT |  |  | 1180 | 1180 | 0 | 0 | 0 | Helsinki city planning department | 2014 | Average, City | Statistics |  | 1.6093 | 1 | 1 | 1 | 1 | 1 | Dedicated bike lane network | Number of miles [mi] |  | 0 | [8 empty] | Dedicated bike lane network | Number of kilometers [km] | 1180 | 1180 |  |  |  |  | Helsinki city planning department | 2014 | Average, City | Statistics |  | Fahrradwege | Anzahl Kilometer [km] |  | 0 | [8 empty] | Dedicated bike lane network | Number of kilometers [km] |  | 0 | [8 empty] | Dedicated bike lane network | Number of kilometers [km] |  | 0 | [8 empty] | Dedicated bike lane network | Number of kilometers [km] |  | 0
570 | Average Distance bicycle travel per trip | t_l19_bi_ad_custom | Average distance, bicycles travel per journey in the custom city | Number of kilometers [km] | 2 | PPT |  |  | 3 | 3 | 0 | 0 | 0 | National transport study 2012 | 2012 | Average, national | Statistics | http://www2.liikennevirasto.fi/julkaisut/pdf3/lr_2012_henkiloliikennetutkimus_web.pdf | 1.6093 | 1 | 1 | 1 | 1 | 1 | Average distance, bicycles travel per journey in the custom city | Number of miles [mi] |  | 0 | [8 empty] | Average distance, bicycles travel per journey in the custom city | Number of kilometers [km] | 3 | 3 |  |  |  |  | National transport study 2012 | 2012 | Average, national | Statistics | http://www2.liikennevirasto.fi/julkaisut/pdf3/lr_2012_henkiloliikennetutkimus_web.pdf | Durchschnittliche zurückgelegte Strecke einer Fahrradfahrt in der Stadt | Anzahl Kilometer [km] |  | 0 | [8 empty] | Average distance, bicycles travel per journey in the custom city | Number of kilometers [km] |  | 0 | [8 empty] | Average distance, bicycles travel per journey in the custom city | Number of kilometers [km] |  | 0 | [8 empty] | Average distance, bicycles travel per journey in the custom city | Number of kilometers [km] |  | 0
571 | Bike sharing | t_l19_di0 | Number of sharing bikes in city | Number [no.] | 1 | PPT |  |  | 0 | 0 | 0 | 0 | 0 | Not until 2016 | 2015 | Average, City | Statistics |  | 1 | 1 | 1 | 1 | 1 | 1 | Number of sharing bikes in city | Number [no.] |  | 0 | [8 empty] | Number of sharing bikes in city | Number [no.] | 0 | 0 |  |  |  |  | Not until 2016 | 2015 | Average, City | Statistics |  | Anzahl der Bike-Sharing Räder Fahrräder in der Stadt | Anzahl [Nr] |  | 0 | [8 empty] | Number of sharing bikes in city | Number [no.] |  | 0 | [8 empty] | Number of sharing bikes in city | Number [no.] |  | 0 | [8 empty] | Number of sharing bikes in city | Number [no.] |  | 0
572 |  |  | Regional/Commuter Train Service | [8 empty] | 0 | [12 empty] | Regional/Commuter Train Service | [11 empty] | Regional/Commuter Train Service | [12 empty] | Regionalzüge | [11 empty] | Regional/Commuter Train Service | [11 empty] | Regional/Commuter Train Service | [11 empty] | Regional/Commuter Train Service
573 | Regional train line length | t_p_re_ll | Total line length all lines Regional Train | Number of kilometers [km] | 1 | PPT |  |  | 79 | 79 | 79.091 | 92.7797 | 87.6545 | http://fi.wikipedia.org/wiki/P%C3%A4%C3%A4kaupunkiseudun_l%C3%A4hiliikenteen_linjat#Linjojen_pituudet_ja_ratakartta |  | Examle, city close by |  | 395 km total length, lines are using partly the same tracks. Inside Helsinki city area the legth of tracks is 79 km | 1.6093 | 1 | 1 | 1 | 1 | 1 | Total line length all lines Regional Train | Number of miles [mi] |  | 0 | [8 empty] | Total line length all lines Regional Train | Number of kilometers [km] | 79 | 79 | 79.091 | 94.0609 | 92.7797 | 87.6545 | http://fi.wikipedia.org/wiki/P%C3%A4%C3%A4kaupunkiseudun_l%C3%A4hiliikenteen_linjat#Linjojen_pituudet_ja_ratakartta |  | Examle, city close by |  | 395 km total length, lines are using partly the same tracks. Inside Helsinki city area the legth of tracks is 79 km | Netzlänge Regional Bahn | Anzahl Kilometer [km] |  | 0 | [8 empty] | Total line length all lines Regional Train | Number of kilometers [km] |  | 0 | [8 empty] | Total line length all lines Regional Train | Number of kilometers [km] |  | 0 | [8 empty] | Total line length all lines Regional Train | Number of kilometers [km] |  | 0
574 | regional trains lines | t_p_re_nl | Number of lines Regional Train | Number [no.] | 1 | PPT |  |  | 14 | 14 | 14 | 16 | 15 | https://www.vr.fi/cs/vr/en/lahiliikenteen_reittikartta_en | 2014 | Average, city close by |  | https://www.vr.fi/cs/vr/fi/lahiliikenteen_reittikartta_fi | 1 | 1 | 1 | 1 | 1 | 1 | Number of lines Regional Train | Number [no.] |  | 0 | [8 empty] | Number of lines Regional Train | Number [no.] | 14 | 14 | 14 | 16 | 16 | 15 | https://www.vr.fi/cs/vr/en/lahiliikenteen_reittikartta_en | 2014 | Average, city close by |  | https://www.vr.fi/cs/vr/fi/lahiliikenteen_reittikartta_fi | Anzahl der Regional Bahnlinien | Anzahl [Nr.] |  | 0 | [8 empty] | Number of lines Regional Train | Number [no.] |  | 0 | [8 empty] | Number of lines Regional Train | Number [no.] |  | 0 | [8 empty] | Number of lines Regional Train | Number [no.] |  | 0
575 | regional trains stations | t_p_re_ns | Number of stations Regional Train | Number [no.] | 1 | PPT |  |  | 61 | 61 | 61 | 71 | 67 | https://www.vr.fi/cs/vr/en/lahiliikenteen_reittikartta_en | 2014 | Average, city close by |  |  | 1 | 1 | 1 | 1 | 1 | 1 | Number of stations Regional Train | Number [no.] |  | 0 | [8 empty] | Number of stations Regional Train | Number [no.] | 61 | 61 | 61 | 72 | 71 | 67 | https://www.vr.fi/cs/vr/en/lahiliikenteen_reittikartta_en | 2014 | Average, city close by |  |  | Anzahl stations Regional Bahn | Anzahl [Nr.] |  | 0 | [8 empty] | Number of stations Regional Train | Number [no.] |  | 0 | [8 empty] | Number of stations Regional Train | Number [no.] |  | 0 | [8 empty] | Number of stations Regional Train | Number [no.] |  | 0
576 |  | t_p_re_nt | Number of Trains in operation to serve city | Number [no.] | 1 | PPT |  |  | 79 | 79 | 79 | 92 | 87 | UEE questionnaire 2009 | 2009 | Average, city close by |  |  | 1 | 1 | 1 | 1 | 1 | 1 | Number of Trains in operation to serve city | Number [no.] |  | 0 | [8 empty] | Number of Trains in operation to serve city | Number [no.] | 79 | 79 | 79 | 94 | 92 | 87 | UEE questionnaire 2009 | 2009 | Average, city close by |  |  | Anzahl der Regionalzüge, im Einsatz für die Stadt | Anzahl [Nr.] |  | 0 | [8 empty] | Number of Trains in operation to serve city | Number [no.] |  | 0 | [8 empty] | Number of Trains in operation to serve city | Number [no.] |  | 0 | [8 empty] | Number of Trains in operation to serve city | Number [no.] |  | 0
577 |  | t_p_tr_peak_h | System peak hour headway | Seconds [s.] | 1 | PPT |  |  | 600 | 600 | 0 | 0 | 0 | Expert assumptions | 2014 | Average, City | Calculated from stat. inc. assumptions |  | 1 | 1 | 1 | 1 | 1 | 1 | System peak hour headway | Seconds [s.] |  | 0 | [8 empty] | System peak hour headway | Seconds [s.] | 600 | 600 |  |  |  |  | Expert assumptions | 2014 | Average, City | Calculated from stat. inc. assumptions |  | Zugfolgezeit zur Hauptverkehrszeit | Sekunden [sek.] |  | 0 | [8 empty] | System peak hour headway | Seconds [s.] |  | 0 | [8 empty] | System peak hour headway | Seconds [s.] |  | 0 | [8 empty] | System peak hour headway | Seconds [s.] |  | 0
578 |  | t_p_tr_offpeak_h | System average offpeak hour headway | Seconds [s.] | 1 | PPT |  |  | 1200 | 1200 | 0 | 0 | 0 | Expert assumptions | 2014 | Average, City | Calculated from stat. inc. assumptions |  | 1 | 1 | 1 | 1 | 1 | 1 | System average offpeak hour headway | Seconds [s.] |  | 0 | [8 empty] | System average offpeak hour headway | Seconds [s.] | 1200 | 1200 |  |  |  |  | Expert assumptions | 2014 | Average, City | Calculated from stat. inc. assumptions |  | Zugfolgezeit außerhalb der Stoßzeiten | Sekunden [sek.] |  | 0 | [8 empty] | System average offpeak hour headway | Seconds [s.] |  | 0 | [8 empty] | System average offpeak hour headway | Seconds [s.] |  | 0 | [8 empty] | System average offpeak hour headway | Seconds [s.] |  | 0
579 | regional train automated train operation | t_l4_di0 | Automatic train Operation (ATO) existing degree of implementation Regional Train | Percent [0 to 100%] | 1 | PPT |  |  | 0% | 0% | 0% | 0% | 0% | Expert assumptions | 2014 | Average, city close by | Calculated from stat. inc. assumptions |  | 1 | 1 | 1 | 1 | 1 | 1 | Automatic train Operation (ATO) existing degree of implementation Regional Train | Percent [0 to 100%] |  | 0% | [8 empty] | Automatic train Operation (ATO) existing degree of implementation Regional Train | Percent [0 to 100%] | 0% | 0% |  |  |  |  | Expert assumptions | 2014 | Average, city close by | Calculated from stat. inc. assumptions |  | Anteil der Regionalbahnlinien, die mit einem Fahrerassistenzsystem zur Energieeinsparung ausgestattet sind | Prozent [0 to 100%] |  | 0% | [8 empty] | Automatic train Operation (ATO) existing degree of implementation Regional Train | Percent [0 to 100%] |  | 0% | [8 empty] | Automatic train Operation (ATO) existing degree of implementation Regional Train | Percent [0 to 100%] |  | 0% | [8 empty] | Automatic train Operation (ATO) existing degree of implementation Regional Train | Percent [0 to 100%] |  | 0%
580 |  |  | City/overground Train Service | [8 empty] | 0 | [12 empty] | City/overground Train Service | [11 empty] | City/overground Train Service | [12 empty] | S-Bahn | [11 empty] | City/overground Train Service | [11 empty] | City/overground Train Service | [11 empty] | City/overground Train Service
581 |  | t_p_ct_ns | Number of stations City train | Number [no.] | 2 | PPT |  |  | 15 | 15 | 0 | 0 | 0 | https://www.vr.fi/cs/vr/en/lahiliikenteen_reittikartta_en | 2014 | Average, City | Statistics |  | 1 | 1 | 1 | 1 | 1 | 1 | Number of stations City train | Number [no.] |  | 0 | [8 empty] | Number of stations City train | Number [no.] | 15 | 15 |  |  |  |  | https://www.vr.fi/cs/vr/en/lahiliikenteen_reittikartta_en | 2014 | Average, City | Statistics |  | Number of stations City train | Anzahl [Nr.] |  | 0 | [8 empty] | Number of stations City train | Number [no.] |  | 0 | [8 empty] | Number of stations City train | Number [no.] |  | 0 | [8 empty] | Number of stations City train | Number [no.] |  | 0
582 |  |  | Subway/Metro Service | [8 empty] | 0 | [12 empty] | Subway/Metro Service | [11 empty] | Subway/Metro Service | [12 empty] | U-Bahn | [11 empty] | Subway/Metro Service | [11 empty] | Subway/Metro Service | [11 empty] | Subway/Metro Service
583 | subway line length | t_p_su_ll | Total line length all lines subway | Number of kilometers [km] | 1 | PPT |  |  | 21.1 | 21.1 | 21.1 | 26.6185 | 26.433 | http://www.hel.fi/www/hkl/fi/metrolla/rata-ja-varikko/ | 2014 | Average, City | Statistics | http://www.hel.fi/www/hkl/fi/raitiovaunulla/radat-ja-varikot/ | 1.6093 | 1 | 1 | 1 | 1 | 1 | Total line length all lines subway | Number of miles [mi] |  | 0 | [8 empty] | Total line length all lines subway | Number of kilometers [km] | 21.1 | 21.1 | 21.1 | 26.6648 | 26.6185 | 26.433 | http://www.hel.fi/www/hkl/fi/metrolla/rata-ja-varikko/ | 2014 | Average, City | Statistics | http://www.hel.fi/www/hkl/fi/raitiovaunulla/radat-ja-varikot/ | Gesamtlänge U-Bahnnett U-Bahn | Anzahl Kilometer [km] |  | 0 | [8 empty] | Total line length all lines subway | Number of kilometers [km] |  | 0 | [8 empty] | Total line length all lines subway | Number of kilometers [km] |  | 0 | [8 empty] | Total line length all lines subway | Number of kilometers [km] |  | 0
584 | subway lines | t_p_su_nl | Number of subway lines | Number [no.] | 1 | PPT |  |  | 2 | 2 | 2 | 2 | 2 | HKL http://en.wikipedia.org/wiki/Helsinki_Metro | 2014 | Average, City | Statistics |  | 1 | 1 | 1 | 1 | 1 | 1 | Number of subway lines | Number [no.] |  | 0 | [8 empty] | Number of subway lines | Number [no.] | 2 | 2 | 2 | 2 | 2 | 2 | HKL http://en.wikipedia.org/wiki/Helsinki_Metro | 2014 | Average, City | Statistics |  | Anzahl U-Bahn linien | Anzahl [Nr.] |  | 0 | [8 empty] | Number of subway lines | Number [no.] |  | 0 | [8 empty] | Number of subway lines | Number [no.] |  | 0 | [8 empty] | Number of subway lines | Number [no.] |  | 0
585 | subway stations | t_p_su_ns | Number of stations subway | Number [no.] | 1 | PPT |  |  | 17 | 17 | 17 | 21 | 21 | HKL http://en.wikipedia.org/wiki/Helsinki_Metro | 2014 | Average, City | Statistics |  | 1 | 1 | 1 | 1 | 1 | 1 | Number of stations subway | Number [no.] |  | 0 | [8 empty] | Number of stations subway | Number [no.] | 17 | 17 | 17 | 21 | 21 | 21 | HKL http://en.wikipedia.org/wiki/Helsinki_Metro | 2014 | Average, City | Statistics |  | Anzahl Stationen U-Bahn | Anzahl [Nr.] |  | 0 | [8 empty] | Number of stations subway | Number [no.] |  | 0 | [8 empty] | Number of stations subway | Number [no.] |  | 0 | [8 empty] | Number of stations subway | Number [no.] |  | 0
586 |  | t_p_su_nt | Number of Trains in operation | Number [no.] | 1 | PPT |  |  | 18 | 18 | 18 | 22 | 22 | HKL http://en.wikipedia.org/wiki/Helsinki_Metro | 2014 | Average, City | Statistics | 54 EMU's (108 cars) | 1 | 1 | 1 | 1 | 1 | 1 | Number of Trains in operation | Number [no.] |  | 0 | [8 empty] | Number of Trains in operation | Number [no.] | 18 | 18 | 18 | 22 | 22 | 22 | HKL http://en.wikipedia.org/wiki/Helsinki_Metro | 2014 | Average, City | Statistics | 54 EMU's (108 cars) | Anzahl der U-Bahnzüge (6 Waggons, bei anderer Zugkonfiguration bitte nach Anzahl Waggons anpasse)) | Anzahl [Nr.] |  | 0 | [8 empty] | Number of Trains in operation | Number [no.] |  | 0 | [8 empty] | Number of Trains in operation | Number [no.] |  | 0 | [8 empty] | Number of Trains in operation | Number [no.] |  | 0
587 |  | t_p_su_peak_h | System peak hour headway | Seconds [s.] | 1 | PPT |  |  | 360 | 360 | 0 | 0 | 0 |  | 2014 | Average, City | Statistics | 240 (480 in eastern lines) | 1 | 1 | 1 | 1 | 1 | 1 | System peak hour headway | Seconds [s.] |  | 0 | [8 empty] | System peak hour headway | Seconds [s.] | 360 | 360 | [5 empty] | 2014 | Average, City | Statistics | 240 (480 in eastern lines) | Zugfolgezeit zur Hauptverkehrszeit | Sekunden [sek.] |  | 0 | [8 empty] | System peak hour headway | Seconds [s.] |  | 0 | [8 empty] | System peak hour headway | Seconds [s.] |  | 0 | [8 empty] | System peak hour headway | Seconds [s.] |  | 0
588 |  | t_p_su_offpeak_h | System average offpeak hour headway | Seconds [s.] | 1 | PPT |  |  | 450 | 450 | 0 | 0 | 0 |  | 2014 | Average, City | Statistics | 300 (600 in eastern lines) | 1 | 1 | 1 | 1 | 1 | 1 | System average offpeak hour headway | Seconds [s.] |  | 0 | [8 empty] | System average offpeak hour headway | Seconds [s.] | 450 | 450 | [5 empty] | 2014 | Average, City | Statistics | 300 (600 in eastern lines) | Zugfolgezeit außerhalb der Stoßzeiten | Sekunden [sek.] |  | 0 | [8 empty] | System average offpeak hour headway | Seconds [s.] |  | 0 | [8 empty] | System average offpeak hour headway | Seconds [s.] |  | 0 | [8 empty] | System average offpeak hour headway | Seconds [s.] |  | 0
589 | Subway automated train operation | t_l1_di0 | Share of Subway lines equiped with an automated train operation system | Percent [0 to 100%] | 1 | PPT |  |  | 0% | 0% | 0% | 0% | 0% |  | 2014 | Average, City | Statistics |  | 1 | 1 | 1 | 1 | 1 | 1 | Share of Subway lines equiped with an automated train operation system | Percent [0 to 100%] |  | 0% | [8 empty] | Share of Subway lines equiped with an automated train operation system | Percent [0 to 100%] | 0% | 0% | [5 empty] | 2014 | Average, City | Statistics |  | Anteil der U-Bahnlinien, die mit einem Fahrerassistenzsystem zur Energieeinsparung oder fahrerlosen System ausgestattet sind | Percent [0 to 100%] |  | 0% | [8 empty] | Share of Subway lines equiped with an automated train operation system | Percent [0 to 100%] |  | 0% | [8 empty] | Share of Subway lines equiped with an automated train operation system | Percent [0 to 100%] |  | 0% | [8 empty] | Share of Subway lines equiped with an automated train operation system | Percent [0 to 100%] |  | 0%
590 | Subway automated train operation | t_l31_di0 | Share of lines equipped with Energy storage or TCE inverters | Percent [0 to 100%] | 1 | PPT |  |  | 0% | 0% | 0% | 0% | 0% |  | 2014 | Average, City | Statistics |  | 1 | 1 | 1 | 1 | 1 | 1 | Share of lines equipped with Energy storage or TCE inverters | Percent [0 to 100%] |  | 0% | [8 empty] | Share of lines equipped with Energy storage or TCE inverters | Percent [0 to 100%] | 0% | 0% | [5 empty] | 2014 | Average, City | Statistics |  | Anteil der mit Energiespeichern oder TCE-Umrichtern ausgestatteten U-Bahnlininen | Percent [0 to 100%] |  | 0% | [8 empty] | Share of lines equipped with Energy storage or TCE inverters | Percent [0 to 100%] |  | 0% | [8 empty] | Share of lines equipped with Energy storage or TCE inverters | Percent [0 to 100%] |  | 0% | [8 empty] | Share of lines equipped with Energy storage or TCE inverters | Percent [0 to 100%] |  | 0%
591 |  |  | Tram/Light Rail Service | [8 empty] | 0 | [12 empty] | Tram/Light Rail Service | [11 empty] | Tram/Light Rail Service | [12 empty] | Tram | [11 empty] | Tram/Light Rail Service | [11 empty] | Tram/Light Rail Service | [11 empty] | Tram/Light Rail Service
592 | tram line length | t_p_tr_ll | Total line length all lines Tram | Number of kilometers [km] | 1 | PPT |  |  | 91 | 91 | 91 | 161.2 | 234 | HKL http://fi.wikipedia.org/wiki/Helsingin_raitioliikenne | 2014 | Average, City | Statistics |  | 1.6093 | 1 | 1 | 1 | 1 | 1 | Total line length all lines Tram | Number of miles [mi] |  | 0 | [8 empty] | Total line length all lines Tram | Number of kilometers [km] | 91 | 91 | 91 | 143 | 161.2 | 234 | HKL http://fi.wikipedia.org/wiki/Helsingin_raitioliikenne | 2014 | Average, City | Statistics |  | Gesamtlänge aller Strassenbahnlinien | Anzahl Kilometer [km] |  | 0 | [8 empty] | Total line length all lines Tram | Number of kilometers [km] |  | 0 | [8 empty] | Total line length all lines Tram | Number of kilometers [km] |  | 0 | [8 empty] | Total line length all lines Tram | Number of kilometers [km] |  | 0
593 | tram two way track lenght | t_p_tr_tl | Total two way track length of Tram system | Number of kilometers [km] | 1 | PPT |  |  | 48 | 48 | 48 | 85.0286 | 123.4286 | HKL Eeva Heckwolf e-mail |  |  |  |  | 1.6093 | 1 | 1 | 1 | 1 | 1 | Total two way track length of Tram system | Number of miles [mi] |  | 0 | [8 empty] | Total two way track length of Tram system | Number of kilometers [km] | 48 | 48 | 48 | 75.4286 | 85.0286 | 123.4286 | HKL Eeva Heckwolf e-mail |  |  |  |  | Davon Gesamtlänge von 2-Wege Schienenlänge aller Strassenbahnlinien | Anzahl Kilometer [km] |  | 0 | [8 empty] | Total two way track length of Tram system | Number of kilometers [km] |  | 0 | [8 empty] | Total two way track length of Tram system | Number of kilometers [km] |  | 0 | [8 empty] | Total two way track length of Tram system | Number of kilometers [km] |  | 0
594 | tram lines | t_p_tr_nl | Number of tram lines | Number [no.] | 1 | PPT |  |  | 13 | 13 | 13 | 23 | 33 | HKL http://fi.wikipedia.org/wiki/Helsingin_raitioliikenne | 2014 | Average, City | Statistics |  | 1 | 1 | 1 | 1 | 1 | 1 | Number of tram lines | Number [no.] |  | 0 | [8 empty] | Number of tram lines | Number [no.] | 13 | 13 | 13 | 20 | 23 | 33 | HKL http://fi.wikipedia.org/wiki/Helsingin_raitioliikenne | 2014 | Average, City | Statistics |  | Anzahl Strassenbahnlinien | Anzahl [Nr] |  | 0 | [8 empty] | Number of tram lines | Number [no.] |  | 0 | [8 empty] | Number of tram lines | Number [no.] |  | 0 | [8 empty] | Number of tram lines | Number [no.] |  | 0
595 | tram stations | t_p_tr_ns | Number of stations all lines tram | Number [no.] | 1 | PPT |  |  | 289 | 289 | 289 | 511 | 743 | HKL Eeva Heckwolf e-mail |  |  |  |  | 1 | 1 | 1 | 1 | 1 | 1 | Number of stations all lines tram | Number [no.] |  | 0 | [8 empty] | Number of stations all lines tram | Number [no.] | 289 | 289 | 289 | 454 | 511 | 743 | HKL Eeva Heckwolf e-mail |  |  |  |  | Anzahl Stationen aller Strassenbahnlinien | Anzahl [Nr] |  | 0 | [8 empty] | Number of stations all lines tram | Number [no.] |  | 0 | [8 empty] | Number of stations all lines tram | Number [no.] |  | 0 | [8 empty] | Number of stations all lines tram | Number [no.] |  | 0
596 | Subway automated train operation | t_l30_di0 | Share of Tram lines equiped with an automated train operation system | Percent [0 to 100%] | 1 | PPT |  |  | 0% | 0% | 0% | 0% | 0% | [5 empty] | 1 | 1 | 1 | 1 | 1 | 1 | Share of Tram lines equiped with an automated train operation system | Percent [0 to 100%] |  | 0% | [8 empty] | Share of Tram lines equiped with an automated train operation system | Percent [0 to 100%] | 0% | 0% | [9 empty] | Anteil der Straßenbahnen, die mit einem Fahrerassistenzsystem zur Energieeinsparung | Percent [0 to 100%] |  | 0% | [8 empty] | Share of Tram lines equiped with an automated train operation system | Percent [0 to 100%] |  | 0% | [8 empty] | Share of Tram lines equiped with an automated train operation system | Percent [0 to 100%] |  | 0% | [8 empty] | Share of Tram lines equiped with an automated train operation system | Percent [0 to 100%] |  | 0%
597 | Subway automated train operation | t_l32_di0 | Share of tram vehicles equipped with mobile energy storage | Percent [0 to 100%] | 1 | PPT |  |  | 1.6% | 1.6% | 0% | 0% | 0% |  | 2014 | Average, City | Statistics |  | 1 | 1 | 1 | 1 | 1 | 1 | Share of tram vehicles equipped with mobile energy storage | Percent [0 to 100%] |  | 0% | [8 empty] | Share of tram vehicles equipped with mobile energy storage | Percent [0 to 100%] | 1.6% | 1.6% | [5 empty] | 2014 | Average, City | Statistics |  | Anteil der mit mobilem Energiespeichern ausgestatteten Straßenbahnen | Percent [0 to 100%] |  | 0% | [8 empty] | Share of tram vehicles equipped with mobile energy storage | Percent [0 to 100%] |  | 0% | [8 empty] | Share of tram vehicles equipped with mobile energy storage | Percent [0 to 100%] |  | 0% | [8 empty] | Share of tram vehicles equipped with mobile energy storage | Percent [0 to 100%] |  | 0%
598 |  |  | BRT Service | [8 empty] | 0 | [12 empty] | BRT Service | [11 empty] | BRT Service | [12 empty] | BRT | [11 empty] | BRT Service | [11 empty] | BRT Service | [11 empty] | BRT Service
599 | bus rapid transit line length | t_p_br_ll | Total line length of Bus rapid transit BRT System | Number of kilometers [km] | 1 | PPT |  |  | 0 | 0 | 0 | 0 | 0 | [5 empty] | 1.6093 | 1 | 1 | 1 | 1 | 1 | Total line length of Bus rapid transit BRT System | Number of miles [mi] |  | 0 | [8 empty] | Total line length of Bus rapid transit BRT System | Number of kilometers [km] | 0 | 0 | [9 empty] | Gesamtlänge des Bus Schnellverkehrnetzes (BRT System) | Anzahl Kilometer [km] |  | 0 | [8 empty] | Total line length of Bus rapid transit BRT System | Number of kilometers [km] |  | 0 | [8 empty] | Total line length of Bus rapid transit BRT System | Number of kilometers [km] |  | 0 | [8 empty] | Total line length of Bus rapid transit BRT System | Number of kilometers [km] |  | 0
600 | Bus rapid transit lines | t_p_br_nl | Number of lines Bus rapid transit | Number [no.] | 1 | PPT |  |  | 0 | 0 | 0 | 0 | 0 | [5 empty] | 1 | 1 | 1 | 1 | 1 | 1 | Number of lines Bus rapid transit | Number [no.] |  | 0 | [8 empty] | Number of lines Bus rapid transit | Number [no.] | 0 | 0 | [9 empty] | Anzahl der BRT Buslinien | Anzahl [Nr.] |  | 0 | [8 empty] | Number of lines Bus rapid transit | Number [no.] |  | 0 | [8 empty] | Number of lines Bus rapid transit | Number [no.] |  | 0 | [8 empty] | Number of lines Bus rapid transit | Number [no.] |  | 0
601 |  | t_p_br_n | Number of BRT Buses in operation | Number [no.] | 1 | PPT |  |  | 0 | 0 | 0 | 0 | 0 | [5 empty] | 1 | 1 | 1 | 1 | 1 | 1 | Number of BRT Buses in operation | Number [no.] |  | 0 | [8 empty] | Number of BRT Buses in operation | Number [no.] | 0 | 0 | [9 empty] | Anzahl der BRT Busse | Anzahl [Nr.] |  | 0 | [8 empty] | Number of BRT Buses in operation | Number [no.] |  | 0 | [8 empty] | Number of BRT Buses in operation | Number [no.] |  | 0 | [8 empty] | Number of BRT Buses in operation | Number [no.] |  | 0
602 |  |  | Bus Service | [8 empty] | 0 | [12 empty] | Bus Service | [11 empty] | Bus Service | [12 empty] | Bus | [11 empty] | Bus Service | [11 empty] | Bus Service | [11 empty] | Bus Service
603 | Bus line length | t_p_bu_ll | Total line length all bus lines | Number of kilometers [km] | 1 | PPT |  |  | 1425 | 1425 | 1425 | 775.5738 | 654.0984 | HSL statistics | 2014 | Average, City | Statistics | In Helsinki area, one way | 1.6093 | 1 | 1 | 1 | 1 | 1 | Total line length all bus lines | Number of miles [mi] |  | 0 | [8 empty] | Total line length all bus lines | Number of kilometers [km] | 1425 | 1425 | 1425 | 805.9426 | 775.5738 | 654.0984 | HSL statistics | 2014 | Average, City | Statistics | In Helsinki area, one way | Gesamtlänge aller Buslinien | Anzahl Kilometer [km] |  | 0 | [8 empty] | Total line length all bus lines | Number of kilometers [km] |  | 0 | [8 empty] | Total line length all bus lines | Number of kilometers [km] |  | 0 | [8 empty] | Total line length all bus lines | Number of kilometers [km] |  | 0
604 | Bus lines | t_p_bu_nl | Number of Bus lines | Number [no.] | 1 | PPT |  |  | 132 | 132 | 132 | 71 | 60 | HSL statistics | 2010 | Average, City | Statistics | inner city bus lines (not regional buses) | 1 | 1 | 1 | 1 | 1 | 1 | Number of Bus lines | Number [no.] |  | 0 | [8 empty] | Number of Bus lines | Number [no.] | 132 | 132 | 132 | 74 | 71 | 60 | HSL statistics | 2010 | Average, City | Statistics | inner city bus lines (not regional buses) | Anzahl der Buslinine | Anzahl [Nr.] |  | 0 | [8 empty] | Number of Bus lines | Number [no.] |  | 0 | [8 empty] | Number of Bus lines | Number [no.] |  | 0 | [8 empty] | Number of Bus lines | Number [no.] |  | 0
605 | number of public buses | t_p_bu_n | Number of Buses (public buses) | Number [no.] | 1 | PPT |  |  | 1451 | 1451 | 1451 | 789 | 666 | HSL statistics, region | 2014 | Average, City | Statistics | Busses operating in Helsinki, Espoo and Vantaa | 1 | 1 | 1 | 1 | 1 | 1 | Number of Buses (public buses) | Number [no.] |  | 0 | [8 empty] | Number of Buses (public buses) | Number [no.] | 1451 | 1451 | 1451 | 820 | 789 | 666 | HSL statistics, region | 2014 | Average, City | Statistics | Busses operating in Helsinki, Espoo and Vantaa | Anzahl der Busse | Anzahl [Nr.] |  | 0 | [8 empty] | Number of Buses (public buses) | Number [no.] |  | 0 | [8 empty] | Number of Buses (public buses) | Number [no.] |  | 0 | [8 empty] | Number of Buses (public buses) | Number [no.] |  | 0
606 | bus: road used by bus | t_p_bu_km | Total km of road used by public bus lines | Number of kilometers [km] | 1 | PPT |  |  | 662 | 662 | 662 | 360.3016 | 303.8689 | HSL statistics | 2014 | Average, City | Statistics | Inside city borders, one way | 1.6093 | 1 | 1 | 1 | 1 | 1 | Total km of road used by public bus lines | Number of miles [mi] |  | 0 | [8 empty] | Total km of road used by public bus lines | Number of kilometers [km] | 662 | 662 | 662 | 374.4098 | 360.3016 | 303.8689 | HSL statistics | 2014 | Average, City | Statistics | Inside city borders, one way | Gesamtlänge des Busstreckennetzes | Anzahl Kilometer [km] |  | 0 | [8 empty] | Total km of road used by public bus lines | Number of kilometers [km] |  | 0 | [8 empty] | Total km of road used by public bus lines | Number of kilometers [km] |  | 0 | [8 empty] | Total km of road used by public bus lines | Number of kilometers [km] |  | 0
607 |  |  | Ports | [8 empty] | 0 | [12 empty] | Ports | [11 empty] | Ports | [12 empty] | Hafen | [11 empty] | Ports | [11 empty] | Ports | [11 empty] | Ports
608 |  | t_ha_pv_no | Cruise ships turn arounds per year | Number [no./a] | 1 | PPT |  |  | 261 | 260.9721 | 317.1196 | 312.7616 | 312.7616 | Helsinki harbour http://www.portofhelsinki.fi/instancedata/prime_product_julkaisu/helsinginsatama/embeds/helsinginsatamawwwstructure/36908_Liikennetaulukko_vuosi_2014.pdf | 2014 | Average, City | Statistics |  | 1 | 1 | 1 | 1 | 1 | 1 | Cruise ships turn arounds per year | Number [no./a] |  | 0 | [8 empty] | Cruise ships turn arounds per year | Number [no./a] | 261 | 260.9721 | 317.1196 | 315.5214 | 312.7616 | 312.7616 | Helsinki harbour http://www.portofhelsinki.fi/instancedata/prime_product_julkaisu/helsinginsatama/embeds/helsinginsatamawwwstructure/36908_Liikennetaulukko_vuosi_2014.pdf | 2014 | Average, City | Statistics |  | Kreuzfahrtschiffsankünfte pro Jahr | Anzahl [Nr/a] |  | 0 | [8 empty] | Cruise ships turn arounds per year | Number [no./a] |  | 0 | [8 empty] | Cruise ships turn arounds per year | Number [no./a] |  | 0 | [8 empty] | Cruise ships turn arounds per year | Number [no./a] |  | 0
609 |  | t_ha_cv_no | Cargo Vessel turn arounds per year | Number [no./a] | 1 | PPT |  |  | 7707 | 7706.1772 | 9364.1399 | 9235.4555 | 9235.4555 | Helsinki harbour http://www.portofhelsinki.fi/instancedata/prime_product_julkaisu/helsinginsatama/embeds/helsinginsatamawwwstructure/36908_Liikennetaulukko_vuosi_2014.pdf | 2014 | Average, City | Statistics |  | 1 | 1 | 1 | 1 | 1 | 1 | Cargo Vessel turn arounds per year | Number [no./a] |  | 0 | [8 empty] | Cargo Vessel turn arounds per year | Number [no./a] | 7707 | 7706.1772 | 9364.1399 | 9316.9483 | 9235.4555 | 9235.4555 | Helsinki harbour http://www.portofhelsinki.fi/instancedata/prime_product_julkaisu/helsinginsatama/embeds/helsinginsatamawwwstructure/36908_Liikennetaulukko_vuosi_2014.pdf | 2014 | Average, City | Statistics |  | Handelsschiffsankünfte pro Jahr | Anzahl [Nr/a] |  | 0 | [8 empty] | Cargo Vessel turn arounds per year | Number [no./a] |  | 0 | [8 empty] | Cargo Vessel turn arounds per year | Number [no./a] |  | 0 | [8 empty] | Cargo Vessel turn arounds per year | Number [no./a] |  | 0
610 |  | t_ha_pv_pn | Cruise ships terminals | Number [no.] | 1 | PPT |  |  | 4 | 4 | 0 | 0 | 0 | Helsinki harbour http://www.portofhelsinki.fi/instancedata/prime_product_julkaisu/helsinginsatama/embeds/helsinginsatamawwwstructure/36908_Liikennetaulukko_vuosi_2014.pdf | 2014 | Average, City | Statistics |  | 1 | 1 | 1 | 1 | 1 | 1 | Cruise ships terminals | Number [no.] |  | 0 | [8 empty] | Cruise ships terminals | Number [no.] | 4 | 4 |  |  |  |  | Helsinki harbour http://www.portofhelsinki.fi/instancedata/prime_product_julkaisu/helsinginsatama/embeds/helsinginsatamawwwstructure/36908_Liikennetaulukko_vuosi_2014.pdf | 2014 | Average, City | Statistics |  | Terminals für Kreuzfahrtschiffe | Anzahl [Nr.] |  | 0 | [8 empty] | Cruise ships terminals | Number [no.] |  | 0 | [8 empty] | Cruise ships terminals | Number [no.] |  | 0 | [8 empty] | Cruise ships terminals | Number [no.] |  | 0
611 |  | t_ha_cv_pn | Quay meters for cargo vessels | Meters [m] | 1 | PPT |  |  | 6500 | 6500 | 0 | 0 | 0 | Copenhagen Data | 2015 | Average, City | Statistics | Copenhagen Data | 0.3048 | 1 | 1 | 1 | 1 | 1 | Quay meters for cargo vessels | Feet |  | 0 | [8 empty] | Quay meters for cargo vessels | Meters [m] | 6500 | 6500 |  |  |  |  | Copenhagen Data | 2015 | Average, City | Statistics | Copenhagen Data | Kaimeter für Handelsschiffsankünfte | Meter [m] |  | 0 | [8 empty] | Quay meters for cargo vessels | Meters [m] |  | 0 | [8 empty] | Quay meters for cargo vessels | Meters [m] |  | 0 | [8 empty] | Quay meters for cargo vessels | Meters [m] |  | 0
612 | Subway automated train operation | t_l41_di0 | Share of docking capacity equipped with onshore power supply | Percent [0 to 100%] | 1 | PPT |  |  | 0% | 0% | 0% | 0% | 0% | Team estimate | 2014 |  |  |  | 1 | 1 | 1 | 1 | 1 | 1 | Share of docking capacity equipped with onshore power supply | Percent [0 to 100%] |  | 0% | [8 empty] | Share of docking capacity equipped with onshore power supply | Percent [0 to 100%] | 0% | 0% |  |  |  |  | Team estimate | 2014 |  |  |  | Anteil der mit Landstromversorgung ausgestatteten Hafenkapazität | Percent [0 to 100%] |  | 0% | [8 empty] | Share of docking capacity equipped with onshore power supply | Percent [0 to 100%] |  | 0% | [8 empty] | Share of docking capacity equipped with onshore power supply | Percent [0 to 100%] |  | 0% | [8 empty] | Share of docking capacity equipped with onshore power supply | Percent [0 to 100%] |  | 0%
613
614 | [36 empty] | Detailed calculation, urban personal tranport
615 | [37 empty] | Personal transport (km) | Share of km % | Share 2025 | Share 2050 | Source | Laskukaava
616 | [36 empty] | Regional Train | 158408465 | 3.678% | 4.357% | 4.146% | HSL tilastot, HSL matkakilometreistä helsingin sisäiset kilometrit | HSL lippulajitutkimus
617 | [36 empty] | Subway | 392028000 | 9.102% | 11.52% | 11.42% | HSL tilastot | Suoraan HSL tilastosta kaikki matkustajakilometrit
618 | [36 empty] | Tram | 121525000 | 2.822% | 4.402% | 7.223% | HSL tilastot | Suoraan HSL tilastosta kaikki matkustajakilometrit
619 | [36 empty] | Cycling | 200275500 | 4.65% | 4.65% | 4.65% | KSV liikennetutkimus+henkilöliikennetutkimus matkan pituus | Hki 177000 pyörämatkaa/vrk*3,1 km keskipituus*365 vrk
620 | [36 empty] | Walking | 296672000 | 6.888% | 6.888% | 6.888% | KSV liikennetutkimus+henkilöliikennetutkimus matkan pituus | Hki 508000 kävelymatkaa/vrk*1,6 km keskipituus*365 vrk
621 | [36 empty] | Bus | 524328830.5723 | 12.17% | 6.942% | 5.634% | HSL tilastot | Helsingin osuus seutumatkoista*seudun matkustajakilometrit+ helsingin sisäiset matkustajakilometrit
622 | [36 empty] | Car, Helsinki (in car 1.3 pers) | 2580630000 | 59.92% | 60.43% | 59.3% | KSV | Hki henkilöautojen liikennesuorite*1,3hlö/auto
623 | [36 empty] | Taxi | 33215000 | 0.7712% | 0.7712% | 0.7712% | Litu, oletustaksimatka 7 km | 13000 matkaa/vrk*7 km oletus*365 vrk
624 | [36 empty] | Total | 4307082795.5723 | 100% | 99.96% | 100%
625
626
627
628
629
630
631
632
633
634
635
636
637
638
639
640
641
642
643
644
645
646
647
648
649
650
651
652
653
654
655
656
657
658
659
660
661
662
663
664
665
666
667
668
669
670
671
672
673
674
675
676
677
678
679
680
681
682
683
684
685
686
687
688
689
690
691
692
693
694
695
696
697
698
699
700
No transfer to summary below this line
Note on K24: Same as initial baseline data, if there is no forcast of today available in the source.
Note on AE24: Same as initial baseline data, if there is no forcast of today available in the source.
Note on AR24: Same as initial baseline data, if there is no forcast of today available in the source.
Note on BS24: Same as initial baseline data, if there is no forcast of today available in the source.
Note on CF24: Same as initial baseline data, if there is no forcast of today available in the source.
Note on CS24: Same as initial baseline data, if there is no forcast of today available in the source.
Note on D54: Albert H. Baur: 3 cities - which - add to PPT: Austria - Switzerland - Zurich Germany -

## 4_Input Buildings (Area Demand)
701 |  |  | Master | [15 empty] | Conversion factors | [5 empty] | US Template | [11 empty] | International English Template | [12 empty] | German Template | [11 empty] | Chinese Template | [11 empty] | Spanish Template | [11 empty] | French Template
702 | Project | Project: | CYPT | [21 empty] | CYPT | [11 empty] | CYPT | [12 empty] | CYPT | [11 empty] | CYPT | [11 empty] | CYPT | [11 empty] | CYPT
703 |  | City Data: | Helsinki | [21 empty] | <Input for city name> | [11 empty] | Helsinki | [12 empty] | Helsinki | [11 empty] | Helsinki | [11 empty] | Helsinki | [11 empty] | Helsinki
704 | Legend:
705 |  |  | Overview current sheet | [21 empty] | Overview current sheet | [11 empty] | Overview current sheet | [12 empty] | Überblick der Seite | [11 empty] | Overview current sheet | [11 empty] | Overview current sheet | [11 empty] | Overview current sheet
706 |  |  | shall be reported | [21 empty] | shall be reported | [11 empty] | shall be reported | [12 empty] | Eingabe erforderlich | [11 empty] | shall be reported | [11 empty] | shall be reported | [11 empty] | shall be reported
707 |  |  | Alternative if necessary value not available, orange becomes necessary | [21 empty] | Alternative if necessary value not available, orange becomes necessary | [11 empty] | Alternative if necessary value not available, orange becomes necessary | [12 empty] | Alternative Eingabemöglichkeit für vorangegangene Parameter | [11 empty] | Alternative if necessary value not available, orange becomes necessary | [11 empty] | Alternative if necessary value not available, orange becomes necessary | [11 empty] | Alternative if necessary value not available, orange becomes necessary
708 |  |  | if available, business as usual (according to ongoing activities and action plans in place): if no data forecasts available we take the baseline data for the following years as well | [21 empty] | if available, business as usual (according to ongoing activities and action plans in place): if no data forecasts available we take the baseline data for the following years as well | [11 empty] | if available, business as usual (according to ongoing activities and action plans in place): if no data forecasts available we take the baseline data for the following years as well | [12 empty] | falls verfügbar aus vorhundener Planung, falls keine Daten vorhunden sind, werden die Daten aus dem Basisjahr genommen und ggf. entsprechend des Bedarfs skaliert | [11 empty] | if available, business as usual (according to ongoing activities and action plans in place): if no data forecasts available we take the baseline data for the following years as well | [11 empty] | if available, business as usual (according to ongoing activities and action plans in place): if no data forecasts available we take the baseline data for the following years as well | [11 empty] | if available, business as usual (according to ongoing activities and action plans in place): if no data forecasts available we take the baseline data for the following years as well
709 |  |  | Automatically interpolated to year today. Can be overwritten (in this case use red letters) | [21 empty] | Automatically interpolated to year today. Can be overwritten (in this case use red letters) | [11 empty] | Automatically interpolated to year today. Can be overwritten (in this case use red letters) | [12 empty] | Automatische Interpolation des aktuellen Jahre, basierend aus Basisjahr und Fortschreibung 2020. Kann überschrieben werden, falls daten vorhunden sind (in diesem Fall Schrift rot verwenden) | [11 empty] | Automatically interpolated to year today. Can be overwritten (in this case use red letters) | [11 empty] | Automatically interpolated to year today. Can be overwritten (in this case use red letters) | [11 empty] | Automatically interpolated to year today. Can be overwritten (in this case use red letters)
710 |  |  | nice to have Helsinki specific factor otherwise we adapt standard data or other studies | [21 empty] | nice to have <Input for city name> specific factor otherwise we adapt standard data or other studies | [11 empty] | nice to have Helsinki specific factor otherwise we adapt standard data or other studies | [12 empty] | Daten spezifisch für Helsinki wären gut, ansonsten werden Stundarddaten, oder undere Studien herangezogen | [11 empty] | nice to have Helsinki specific factor otherwise we adapt standard data or other studies | [11 empty] | nice to have Helsinki specific factor otherwise we adapt standard data or other studies | [11 empty] | nice to have Helsinki specific factor otherwise we adapt standard data or other studies
711 |  |  | First data delivery | Date | [20 empty] | First data delivery | Date | [10 empty] | First data delivery | Date | [11 empty] | 1. Datenerhebung | Datum | [10 empty] | First data delivery | Date | [10 empty] | First data delivery | Date | [10 empty] | First data delivery | Date
712 |  |  | First update | Date | [20 empty] | First update | Date | [10 empty] | First update | Date | [11 empty] | 1. Datenaktualisierung | Datum | [10 empty] | First update | Date | [10 empty] | First update | Date | [10 empty] | First update | Date
713 |  |  | Second update | Date | [20 empty] | Second update | Date | [10 empty] | Second update | Date | [11 empty] | 2. Datenaktualisierung | Datum | [10 empty] | Second update | Date | [10 empty] | Second update | Date | [10 empty] | Second update | Date
714 |  |  | Third update | Date | [20 empty] | Third update | Date | [10 empty] | Third update | Date | [11 empty] | 3. Datenaktualisierung | Datum | [10 empty] | Third update | Date | [10 empty] | Third update | Date | [10 empty] | Third update | Date
715 |  |  | Fourth update | Date | [20 empty] | Fourth update | Date | [10 empty] | Fourth update | Date | [11 empty] | 4. Datenaktualisierung | Datum | [10 empty] | Fourth update | Date | [10 empty] | Fourth update | Date | [10 empty] | Fourth update | Date
716 |  |  | Data Overview: | [21 empty] | Data Overview: | [11 empty] | Data Overview: | [12 empty] | Datenüberblick | [11 empty] | Data Overview: | [11 empty] | Data Overview: | [11 empty] | Data Overview:
717 |  |  | Area per Inhabitant | [21 empty] | General data: | [11 empty] | General data: | [12 empty] | Allgemeine Daten | [11 empty] | General data: | [11 empty] | General data: | [11 empty] | General data:
718 |  |  | Alternative 1: Effective Building Area in City | [21 empty] | Building effective areas and expected growth rates | [11 empty] | Building effective areas and expected growth rates | [12 empty] | Nutzfläche (effektive Fläche) | [11 empty] | Building effective areas and expected growth rates | [11 empty] | Building effective areas and expected growth rates | [11 empty] | Building effective areas and expected growth rates
719 |  |  | Additional information | [21 empty] | Energy demand (electricity and heat) | [11 empty] | Energy demand (electricity and heat) | [12 empty] | Wachstumrate oder Flächenvorhersage | [11 empty] | Energy demand (electricity and heat) | [11 empty] | Energy demand (electricity and heat) | [11 empty] | Energy demand (electricity and heat)
720 | Parameter Specifications | [7 empty] | Data | Forecast Data |  |  |  | Data Specifications: please specify source of data and additional information regarding data quality | [12 empty] | Data | Forecast Data |  |  |  | Data Specifications: please specify source of data and additional information regarding data quality | [6 empty] | Data | Forecast Data |  |  |  |  | Data Specifications: please specify source of data and additional information regarding data quality | [6 empty] | Daten | Forecast Data |  |  |  | Daten Spezifikation: Quellen durchnummieren, links und Angaben zur Daten Qualität etc. | [6 empty] | Data | Forecast Data |  |  |  | Data Specifications: please specify source of data and additional information regarding data quality | [6 empty] | Data | Forecast Data |  |  |  | Data Specifications: please specify source of data and additional information regarding data quality | [6 empty] | Data | Forecast Data |  |  |  | Data Specifications: please specify source of data and additional information regarding data quality
721 | Parameter sets | Parameter | Parameter unit of measure and description | unit of measure | Priority | Auxiliaries | left empty intentionally | left empty intentionally | Baseline | Today | 2020 | 2025 | 2050 | Reference/Source | Year of baseline data | Type of baseline data | Quality of data | Comments & limitations | conversion | conversion factor (International English to Master) | conversion factor (German to Master) | conversion factor (Chinese to Master) | conversion factor (Spanish to Master) | conversion factor (French to Master) | Parameter unit of measure and description | unit of measure | Baseline | Today | 2020 | 2025 | 2050 | Reference/Source | Year of baseline data | Type of baseline data | Quality of data | Comments & limitations | Parameter unit of measure and description | unit of measure | Baseline | Today | 2020 | 2025 | 2030 | 2050 | Reference/Source | Year of baseline data | Type of baseline data | Quality of data | Comments & limitations | Parameter | Einheit | Datenbasis | Heute | 2020 | 2025 | 2050 | Quelle | Jahr aus dem die Basisdaten sind | Art der Basisdaten | Qualität | Kommentare oder Einschränkungen z.B. Gültigkeit der Daten | Parameter unit of measure and description | unit of measure | Baseline | Today | 2020 | 2025 | 2050 | Reference/Source | Year of baseline data | Type of baseline data | Quality of data | Comments & limitations | Parameter unit of measure and description | unit of measure | Baseline | Today | 2020 | 2025 | 2050 | Reference/Source | Year of baseline data | Type of baseline data | Quality of data | Comments & limitations | Parameter unit of measure and description | unit of measure | Baseline | Today | 2020 | 2025 | 2050 | Reference/Source | Year of baseline data | Type of baseline data | Quality of data | Comments & limitations
722 | [15 empty] | Average, City | Statistics | [16 empty] | Average, City | Statistics | [11 empty] | Average, City | Statistics | [10 empty] | Stadtmittelwert | Statistik | [10 empty] | Average, City | Statistics | [10 empty] | Average, City | Statistics | [10 empty] | Average, City | Statistics
723 | [15 empty] | Example, city | Extrapolated | [16 empty] | Example, city | Extrapolated | [11 empty] | Example, city | Extrapolated | [10 empty] | Beispielfall, Stadt | Extrapoliert | [10 empty] | Example, city | Extrapolated | [10 empty] | Example, city | Extrapolated | [10 empty] | Example, city | Extrapolated
724 | [15 empty] | Average, city close by | Calculated from statistics | [16 empty] | Average, city close by | Calculated from statistics | [11 empty] | Average, city close by | Calculated from statistics | [10 empty] | Mittelwert, Stadt in Region | Berechnet aus statistischen Werten | [10 empty] | Average, city close by | Calculated from statistics | [10 empty] | Average, city close by | Calculated from statistics | [10 empty] | Average, city close by | Calculated from statistics
725 | [15 empty] | Examle, city close by | Calculated from stat. inc. assumptions | [16 empty] | Examle, city close by | Calculated from stat. inc. assumptions | [11 empty] | Examle, city close by | Calculated from stat. inc. assumptions | [10 empty] | Beispielfall, Stadt in Region | Berechnet aus stat. Werten unter Annahmen | [10 empty] | Examle, city close by | Calculated from stat. inc. assumptions | [10 empty] | Examle, city close by | Calculated from stat. inc. assumptions | [10 empty] | Examle, city close by | Calculated from stat. inc. assumptions
726 | [15 empty] | Average, national | [17 empty] | Average, national | [12 empty] | Average, national | [11 empty] | Durchschnitt, national | [11 empty] | Average, national | [11 empty] | Average, national | [11 empty] | Average, national
727 | [15 empty] | Example, country | [17 empty] | Example, country | [12 empty] | Example, country | [11 empty] | Beispiel, national | [11 empty] | Example, country | [11 empty] | Example, country | [11 empty] | Example, country
728
729
730
731 |  |  | Area per Inhabitant (absolute increase/decrease rate will be based on the inhabitants projected) | [21 empty] | Area per Inhabitant (absolute increase/decrease rate will be based on the inhabitants projected) | [11 empty] | Area per Inhabitants (absolute increase/decrease rate will be based on the inhabitants projected) | [12 empty] | Fäche pro Einwohner (Absolutes Flächenwachstum wird entsprechend der Einwohnerprognose skaliert) | [11 empty] | Area per Inhabitant (absolute increase/decrease rate will be based on the inhabitants projected) | [11 empty] | Area per Inhabitant (absolute increase/decrease rate will be based on the inhabitants projected) | [11 empty] | Area per Inhabitant (absolute increase/decrease rate will be based on the inhabitants projected)
732 | Residential buildings | b_ar_re_in | Residential buildings per inhabitant | Area per inhabitant [m²/Inh] | 1 | PPT |  |  | 0 | 0 | 0 | 0 | 0 | [5 empty] | 0.092903 | 1 | 1 | 1 | 1 | 1 | Residential buildings per inhabitant | Square footage per inhabitant [ft2/inhabitant] |  | 0 | [8 empty] | Residential buildings per inhabitant | Area per inhabitant [m²/Inh] | [11 empty] | Wohngebäude pro Einwohner | Fläche pro Einwohner [m²/Inh] |  | 0 | [8 empty] | Residential buildings per inhabitant | Area per inhabitant [m²/Inh] |  | 0 | [8 empty] | Residential buildings per inhabitant | Area per inhabitant [m²/Inh] |  | 0 | [8 empty] | Residential buildings per inhabitant | Area per inhabitant [m²/Inh] |  | 0
733 | Nonresidential buildings | b_ar_nr_ad_in | Government & public administration buildings per inhabitant | Area per inhabitant [m²/Inh] | 1 | PPT |  |  | 0 | 0 | 0 | 0 | 0 | [5 empty] | 0.092903 | 1 | 1 | 1 | 1 | 1 | Government & public administration buildings per inhabitant | Square footage per inhabitant [ft2/inhabitant] |  | 0 | [8 empty] | Government & public administration buildings per inhabitant | Area per inhabitant [m²/Inh] | [11 empty] | Öffentliche Verwaltungsgebäude pro Einwohner | Fläche pro Einwohner [m²/Inh] |  | 0 | [8 empty] | Government & public administration buildings per inhabitant | Area per inhabitant [m²/Inh] |  | 0 | [8 empty] | Government & public administration buildings per inhabitant | Area per inhabitant [m²/Inh] |  | 0 | [8 empty] | Government & public administration buildings per inhabitant | Area per inhabitant [m²/Inh] |  | 0
734 | Nonresidential buildings | b_ar_nr_co_in | Commercial offices buildings per inhabitant | Area per inhabitant [m²/Inh] | 1 | PPT |  |  | 0 | 0 | 0 | 0 | 0 | [5 empty] | 0.092903 | 1 | 1 | 1 | 1 | 1 | Commercial offices buildings per inhabitant | Square footage per inhabitant [ft2/inhabitant] |  | 0 | [8 empty] | Commercial offices buildings per inhabitant | Area per inhabitant [m²/Inh] | [11 empty] | Gewerbegebäude pro Einwohner | Fläche pro Einwohner [m²/Inh] |  | 0 | [8 empty] | Commercial offices buildings per inhabitant | Area per inhabitant [m²/Inh] |  | 0 | [8 empty] | Commercial offices buildings per inhabitant | Area per inhabitant [m²/Inh] |  | 0 | [8 empty] | Commercial offices buildings per inhabitant | Area per inhabitant [m²/Inh] |  | 0
735 | Nonresidential buildings | b_ar_nr_dc_in | Data centers buildings per inhabitant | Area per inhabitant [m²/Inh] | 1 | PPT |  |  | 0 | 0 | 0 | 0 | 0 | [5 empty] | 0.092903 | 1 | 1 | 1 | 1 | 1 | Data centers buildings per inhabitant | Square footage per inhabitant [ft2/inhabitant] |  | 0 | [8 empty] | Data centers buildings per inhabitant | Area per inhabitant [m²/Inh] | [11 empty] | Rechenzentren pro Einwohner | Fläche pro Einwohner [m²/Inh] |  | 0 | [8 empty] | Data centers buildings per inhabitant | Area per inhabitant [m²/Inh] |  | 0 | [8 empty] | Data centers buildings per inhabitant | Area per inhabitant [m²/Inh] |  | 0 | [8 empty] | Data centers buildings per inhabitant | Area per inhabitant [m²/Inh] |  | 0
736 | Nonresidential buildings | b_ar_nr_le_in | Education, K12 and universitiy buildings per inhabitant | Area per inhabitant [m²/Inh] | 1 | PPT |  |  | 0 | 0 | 0 | 0 | 0 | [5 empty] | 0.092903 | 1 | 1 | 1 | 1 | 1 | Education, K12 and universitiy buildings per inhabitant | Square footage per inhabitant [ft2/inhabitant] |  | 0 | [8 empty] | Education, K12 and universitiy buildings per inhabitant | Area per inhabitant [m²/Inh] | [11 empty] | Schulen, Universitätsgebäude pro Einwohner | Fläche pro Einwohner [m²/Inh] |  | 0 | [8 empty] | Education, K12 and universitiy buildings per inhabitant | Area per inhabitant [m²/Inh] |  | 0 | [8 empty] | Education, K12 and universitiy buildings per inhabitant | Area per inhabitant [m²/Inh] |  | 0 | [8 empty] | Education, K12 and universitiy buildings per inhabitant | Area per inhabitant [m²/Inh] |  | 0
737 | Nonresidential buildings | b_ar_nr_hh_in | Hospitals and healthcare per inhabitant | Area per inhabitant [m²/Inh] | 1 | PPT |  |  | 0 | 0 | 0 | 0 | 0 | [5 empty] | 0.092903 | 1 | 1 | 1 | 1 | 1 | Hospitals and healthcare per inhabitant | Square footage per inhabitant [ft2/inhabitant] |  | 0 | [8 empty] | Hospitals and healthcare per inhabitant | Area per inhabitant [m²/Inh] | [11 empty] | Krankenhäuser, Gesundheitseinrichtungen pro Einwohner | Fläche pro Einwohner [m²/Inh] |  | 0 | [8 empty] | Hospitals and healthcare per inhabitant | Area per inhabitant [m²/Inh] |  | 0 | [8 empty] | Hospitals and healthcare per inhabitant | Area per inhabitant [m²/Inh] |  | 0 | [8 empty] | Hospitals and healthcare per inhabitant | Area per inhabitant [m²/Inh] |  | 0
738 | Nonresidential buildings | b_ar_nr_he_in | Hotels, hospitality and leisure buildings per inhabitant | Area per inhabitant [m²/Inh] | 1 | PPT |  |  | 0 | 0 | 0 | 0 | 0 | [5 empty] | 0.092903 | 1 | 1 | 1 | 1 | 1 | Hotels, hospitality and leisure buildings per inhabitant | Square footage per inhabitant [ft2/inhabitant] |  | 0 | [8 empty] | Hotels, hospitality and leisure buildings per inhabitant | Area per inhabitant [m²/Inh] | [11 empty] | Hotele pro Einwohner | Fläche pro Einwohner [m²/Inh] |  | 0 | [8 empty] | Hotels, hospitality and leisure buildings per inhabitant | Area per inhabitant [m²/Inh] |  | 0 | [8 empty] | Hotels, hospitality and leisure buildings per inhabitant | Area per inhabitant [m²/Inh] |  | 0 | [8 empty] | Hotels, hospitality and leisure buildings per inhabitant | Area per inhabitant [m²/Inh] |  | 0
739 | Nonresidential buildings | b_ar_nr_pe_in | Exhibitions, fairs, halls buildings per inhabitant | Area per inhabitant [m²/Inh] | 1 | PPT |  |  | 0 | 0 | 0 | 0 | 0 | [5 empty] | 0.092903 | 1 | 1 | 1 | 1 | 1 | Exhibitions, fairs, halls buildings per inhabitant | Square footage per inhabitant [ft2/inhabitant] |  | 0 | [8 empty] | Exhibitions, fairs, halls buildings per inhabitant | Area per inhabitant [m²/Inh] | [11 empty] | Kongresshallen und Veranstaltungsgebäude pro Einwohner | Fläche pro Einwohner [m²/Inh] |  | 0 | [8 empty] | Exhibitions, fairs, halls buildings per inhabitant | Area per inhabitant [m²/Inh] |  | 0 | [8 empty] | Exhibitions, fairs, halls buildings per inhabitant | Area per inhabitant [m²/Inh] |  | 0 | [8 empty] | Exhibitions, fairs, halls buildings per inhabitant | Area per inhabitant [m²/Inh] |  | 0
740 | Nonresidential buildings | b_ar_nr_rs_in | Retail, stores and shops buildings per inhabitant | Area per inhabitant [m²/Inh] | 1 | PPT |  |  | 0 | 0 | 0 | 0 | 0 | [5 empty] | 0.092903 | 1 | 1 | 1 | 1 | 1 | Retail, stores and shops buildings per inhabitant | Square footage per inhabitant [ft2/inhabitant] |  | 0 | [8 empty] | Retail, stores and shops buildings per inhabitant | Area per inhabitant [m²/Inh] | [11 empty] | Winzwlhandel, Läden pro Einwohner | Fläche pro Einwohner [m²/Inh] |  | 0 | [8 empty] | Retail, stores and shops buildings per inhabitant | Area per inhabitant [m²/Inh] |  | 0 | [8 empty] | Retail, stores and shops buildings per inhabitant | Area per inhabitant [m²/Inh] |  | 0 | [8 empty] | Retail, stores and shops buildings per inhabitant | Area per inhabitant [m²/Inh] |  | 0
741 | Nonresidential buildings | b_ar_nr_ws_in | Warehouses & shopping mall buildings per inhabitant | Area per inhabitant [m²/Inh] | 1 | PPT |  |  | 0 | 0 | 0 | 0 | 0 | [5 empty] | 0.092903 | 1 | 1 | 1 | 1 | 1 | Warehouses & shopping mall buildings per inhabitant | Square footage per inhabitant [ft2/inhabitant] |  | 0 | [8 empty] | Warehouses & shopping mall buildings per inhabitant | Area per inhabitant [m²/Inh] | [11 empty] | Einkaufszentren und Logistikläger pro Einwohner | Fläche pro Einwohner [m²/Inh] |  | 0 | [8 empty] | Warehouses & shopping mall buildings per inhabitant | Area per inhabitant [m²/Inh] |  | 0 | [8 empty] | Warehouses & shopping mall buildings per inhabitant | Area per inhabitant [m²/Inh] |  | 0 | [8 empty] | Warehouses & shopping mall buildings per inhabitant | Area per inhabitant [m²/Inh] |  | 0
742 | Nonresidential buildings | b_ar_nr_in | Non-residential buildings per inhabitant | Area per inhabitant [m²/Inh] | 1 | PPT |  |  | 0 | 0 | 0 | 0 | 0 | [5 empty] | 0.092903 | 1 | 1 | 1 | 1 | 1 | Non-residential buildings per inhabitant | Square footage per inhabitant [ft2/inhabitant] |  | 0 | [8 empty] | Non-residential buildings per inhabitant | Area per inhabitant [m²/Inh] | [11 empty] | Nicht-Wohngebäude sowiet noch nicht oben abgedeckt pro Einwohner | Fläche pro Einwohner [m²/Inh] |  | 0 | [8 empty] | Non-residential buildings per inhabitant | Area per inhabitant [m²/Inh] |  | 0 | [8 empty] | Non-residential buildings per inhabitant | Area per inhabitant [m²/Inh] |  | 0 | [8 empty] | Non-residential buildings per inhabitant | Area per inhabitant [m²/Inh] |  | 0
743 | Industrial sector | b_ar_in_in | Industrial buildings per inhabitant | Area per inhabitant [m²/Inh] | 1 | PPT |  |  | 0 | 0 | 0 | 0 | 0 | [5 empty] | 0.092903 | 1 | 1 | 1 | 1 | 1 | Industrial buildings per inhabitant | Square footage per inhabitant [ft2/inhabitant] |  | 0 | [8 empty] | Industrial buildings per inhabitant | Area per inhabitant [m²/Inh] | [11 empty] | Industriegebäude pro Einwohner | Fläche pro Einwohner [m²/Inh] |  | 0 | [8 empty] | Industrial buildings per inhabitant | Area per inhabitant [m²/Inh] |  | 0 | [8 empty] | Industrial buildings per inhabitant | Area per inhabitant [m²/Inh] |  | 0 | [8 empty] | Industrial buildings per inhabitant | Area per inhabitant [m²/Inh] |  | 0
744 | [11 empty] | 0
745 |  |  | Alternative 1: Effective Building Area in City | [8 empty] | 0 | [12 empty] | Alternative 1: Effective Building Area in City | [11 empty] | Alternative 1: Effective Building Area in City | [12 empty] | Alternative 1: Absolute Nutzfläche | [11 empty] | Alternative 1: Effective Building Area in City | [11 empty] | Alternative 1: Effective Building Area in City | [11 empty] | Alternative 1: Effective Building Area in City
746 | Residential buildings | b_ar_re_te | Residential buildings | Area [m2] | 1 | PPT |  |  | 33420298.3661 | 34111916.9067 | 37570009.6098 | 44792684.8649 | 54420498.8816 | Facta 2014, Heikki Salmikivi KSV for scenarios | 2014 | Average, City | Calculated from stat. inc. assumptions | Numbers from Facta registry. Area as total area (kokonaisala). The run for Facta was done in April 2015. Buildings built before 2015 were removed from the results. City owned residential buildings account for 16 % of total | 0.092903 | 1 | 1 | 1 | 1 | 1 | Residential buildings | Area [ft2] |  | 0 | [8 empty] | Residential buildings | Area [m2] | 33420298.3661 | 34111916.9067 | 37570009.6098 | 41181347.2373 | 44792684.8649 | 54420498.8816 | Facta 2014, Heikki Salmikivi KSV for scenarios | 2014 | Average, City | Calculated from stat. inc. assumptions | Numbers from Facta registry. Area as total area (kokonaisala). The run for Facta was done in April 2015. Buildings built before 2015 were removed from the results. City owned residential buildings account for 16 % of total | Wohngebäude | Fläche [m2] |  | 0 | [8 empty] | Residential buildings | Area [m2] |  | 0 | [8 empty] | Residential buildings | Area [m2] |  | 0 | [8 empty] | Residential buildings | Area [m2] |  | 0
747 | Nonresidential buildings | b_ar_nr_ad_te | Government & public administration buildings | Area [m2] | 1 | PPT |  |  | 0 | 0 | 0 | 0 | 0 | Facta 2014, Heikki Salmikivi KSV for scenarios | 2014 | Average, City | Calculated from stat. inc. assumptions | Included in other categories. | 0.092903 | 1 | 1 | 1 | 1 | 1 | Government & public administration buildings | Area [ft2] |  | 0 | [8 empty] | Government & public administration buildings | Area [m2] |  | 0 |  |  |  |  | Facta 2014, Heikki Salmikivi KSV for scenarios | 2014 | Average, City | Calculated from stat. inc. assumptions | Included in other categories. | Öffentliche Verwaltungsgebäude | Fläche [m2] |  | 0 | [8 empty] | Government & public administration buildings | Area [m2] |  | 0 | [8 empty] | Government & public administration buildings | Area [m2] |  | 0 | [8 empty] | Government & public administration buildings | Area [m2] |  | 0
748 | Nonresidential buildings | b_ar_nr_co_te | Commercial offices buildings | Area [m2] | 1 | PPT |  |  | 7834324.2932 | 7904348.0779 | 8254467.0012 | 8920052.4204 | 10258124.9872 | Facta 2014, Heikki Salmikivi KSV for scenarios | 2014 | Average, City | Calculated from stat. inc. assumptions | Numbers from Facta registry. Area as total area (kokonaisala). The run for Facta was done in April 2015. Buildings built before 2015 were removed from the results. City owned residential buildings account for 16 % of total | 0.092903 | 1 | 1 | 1 | 1 | 1 | Commercial offices buildings | Area [ft2] |  | 0 | [8 empty] | Commercial offices buildings | Area [m2] | 7834324.2932 | 7904348.0779 | 8254467.0012 | 8587259.7108 | 8920052.4204 | 10258124.9872 | Facta 2014, Heikki Salmikivi KSV for scenarios | 2014 | Average, City | Calculated from stat. inc. assumptions | Numbers from Facta registry. Area as total area (kokonaisala). The run for Facta was done in April 2015. Buildings built before 2015 were removed from the results. City owned residential buildings account for 16 % of total | Gewerbliche Bürogebäude | Fläche [m2] |  | 0 | [8 empty] | Commercial offices buildings | Area [m2] |  | 0 | [8 empty] | Commercial offices buildings | Area [m2] |  | 0 | [8 empty] | Commercial offices buildings | Area [m2] |  | 0
749 | Nonresidential buildings | b_ar_nr_dc_te | Data centers buildings | Area [m2] | 1 | PPT |  |  | 0 | 0 | 0 | 0 | 0 | Facta 2014, Heikki Salmikivi KSV for scenarios | 2014 | Average, City | Calculated from stat. inc. assumptions | Numbers from Facta registry. Area as total area (kokonaisala). The run for Facta was done in April 2015. Buildings built before 2015 were removed from the results. City owned residential buildings account for 16 % of total | 0.092903 | 1 | 1 | 1 | 1 | 1 | Data centers buildings | Area [ft2] |  | 0 | [8 empty] | Data centers buildings | Area [m2] |  | 0 |  |  |  |  | Facta 2014, Heikki Salmikivi KSV for scenarios | 2014 | Average, City | Calculated from stat. inc. assumptions | Numbers from Facta registry. Area as total area (kokonaisala). The run for Facta was done in April 2015. Buildings built before 2015 were removed from the results. City owned residential buildings account for 16 % of total | Rechenzentrengebäude | Fläche [m2] |  | 0 | [8 empty] | Data centers buildings | Area [m2] |  | 0 | [8 empty] | Data centers buildings | Area [m2] |  | 0 | [8 empty] | Data centers buildings | Area [m2] |  | 0
750 | Nonresidential buildings | b_ar_nr_le_te | Education, K12 and universitiy buildings | Area [m2] | 1 | PPT |  |  | 2224735.1439 | 2244619.9953 | 2344044.2525 | 2533052.4194 | 2913028.6564 | Facta 2014, Heikki Salmikivi KSV for scenarios | 2014 | Average, City | Calculated from stat. inc. assumptions | Numbers from Facta registry. Area as total area (kokonaisala). The run for Facta was done in April 2015. Buildings built before 2015 were removed from the results. City owned residential buildings account for 16 % of total | 0.092903 | 1 | 1 | 1 | 1 | 1 | Education, K12 and universitiy buildings | Area [ft2] |  | 0 | [8 empty] | Education, K12 and university buildings | Area [m2] | 2224735.1439 | 2244619.9953 | 2344044.2525 | 2438548.3359 | 2533052.4194 | 2913028.6564 | Facta 2014, Heikki Salmikivi KSV for scenarios | 2014 | Average, City | Calculated from stat. inc. assumptions | Numbers from Facta registry. Area as total area (kokonaisala). The run for Facta was done in April 2015. Buildings built before 2015 were removed from the results. City owned residential buildings account for 16 % of total | Bildungsgebäude Universitäten, Schulen | Fläche [m2] |  | 0 | [8 empty] | Education, K12 and universitiy buildings | Area [m2] |  | 0 | [8 empty] | Education, K12 and universitiy buildings | Area [m2] |  | 0 | [8 empty] | Education, K12 and universitiy buildings | Area [m2] |  | 0
751 | Nonresidential buildings | b_ar_nr_hh_te | Hospitals and healthcare buildings | Area [m2] | 1 | PPT |  |  | 1620553.0686 | 1635037.6948 | 1707460.8259 | 1845139.1314 | 2121923.3853 | Facta 2014, Heikki Salmikivi KSV for scenarios | 2014 | Average, City | Calculated from stat. inc. assumptions | Numbers from Facta registry. Area as total area (kokonaisala). The run for Facta was done in April 2015. Buildings built before 2015 were removed from the results. City owned residential buildings account for 16 % of total | 0.092903 | 1 | 1 | 1 | 1 | 1 | Hospitals and healthcare buildings | Area [ft2] |  | 0 | [8 empty] | Hospitals and healthcare buildings | Area [m2] | 1620553.0686 | 1635037.6948 | 1707460.8259 | 1776299.9787 | 1845139.1314 | 2121923.3853 | Facta 2014, Heikki Salmikivi KSV for scenarios | 2014 | Average, City | Calculated from stat. inc. assumptions | Numbers from Facta registry. Area as total area (kokonaisala). The run for Facta was done in April 2015. Buildings built before 2015 were removed from the results. City owned residential buildings account for 16 % of total | Krankenhaus und Gesundheitseinrichtungen | Fläche [m2] |  | 0 | [8 empty] | Hospitals and healthcare buildings | Area [m2] |  | 0 | [8 empty] | Hospitals and healthcare buildings | Area [m2] |  | 0 | [8 empty] | Hospitals and healthcare buildings | Area [m2] |  | 0
752 | Nonresidential buildings | b_ar_nr_he_te | Hotels, hospitality and leisure buildings | Area [m2] | 1 | PPT |  |  | 0 | 0 | 0 | 0 | 0 | Facta 2014, Heikki Salmikivi KSV for scenarios | 2014 | Average, City | Calculated from stat. inc. assumptions | Numbers from Facta registry. Area as total area (kokonaisala). The run for Facta was done in April 2015. Buildings built before 2015 were removed from the results. City owned residential buildings account for 16 % of total | 0.092903 | 1 | 1 | 1 | 1 | 1 | Hotels, hospitality and leisure buildings | Area [ft2] |  | 0 | [8 empty] | Hotels, hospitality and leisure buildings | Area [m2] |  | 0 |  |  |  |  | Facta 2014, Heikki Salmikivi KSV for scenarios | 2014 | Average, City | Calculated from stat. inc. assumptions | Numbers from Facta registry. Area as total area (kokonaisala). The run for Facta was done in April 2015. Buildings built before 2015 were removed from the results. City owned residential buildings account for 16 % of total | Hotels | Fläche [m2] |  | 0 | [8 empty] | Hotels, hospitality and leisure buildings | Area [m2] |  | 0 | [8 empty] | Hotels, hospitality and leisure buildings | Area [m2] |  | 0 | [8 empty] | Hotels, hospitality and leisure buildings | Area [m2] |  | 0
753 | Nonresidential buildings | b_ar_nr_pe_te | Exhibitions, fairs, halls buildings | Area [m2] | 1 | PPT |  |  | 1477671.1871 | 1490878.7243 | 1556916.4099 | 1682455.8132 | 1934836.3892 | Facta 2014, Heikki Salmikivi KSV for scenarios | 2014 | Average, City | Calculated from stat. inc. assumptions | Numbers from Facta registry. Area as total area (kokonaisala). The run for Facta was done in April 2015. Buildings built before 2015 were removed from the results. City owned residential buildings account for 16 % of total | 0.092903 | 1 | 1 | 1 | 1 | 1 | Exhibitions, fairs, halls buildings | Area [ft2] |  | 0 | [8 empty] | Exhibitions, fairs, halls buildings | Area [m2] | 1477671.1871 | 1490878.7243 | 1556916.4099 | 1619686.1115 | 1682455.8132 | 1934836.3892 | Facta 2014, Heikki Salmikivi KSV for scenarios | 2014 | Average, City | Calculated from stat. inc. assumptions | Numbers from Facta registry. Area as total area (kokonaisala). The run for Facta was done in April 2015. Buildings built before 2015 were removed from the results. City owned residential buildings account for 16 % of total | Kongresshallen und Veranstaltungsgebäude | Fläche [m2] |  | 0 | [8 empty] | Exhibitions, fairs, halls buildings | Area [m2] |  | 0 | [8 empty] | Exhibitions, fairs, halls buildings | Area [m2] |  | 0 | [8 empty] | Exhibitions, fairs, halls buildings | Area [m2] |  | 0
754 | Nonresidential buildings | b_ar_nr_rs_te | Retail, stores and shops buildings | Area [m2] | 1 | PPT |  |  | 2648736.4005 | 2672411.0073 | 2790784.0414 | 3015814.339 | 3468208.3658 | Facta 2014, Heikki Salmikivi KSV for scenarios | 2014 | Average, City | Calculated from stat. inc. assumptions | Numbers from Facta registry. Area as total area (kokonaisala). The run for Facta was done in April 2015. Buildings built before 2015 were removed from the results. City owned residential buildings account for 16 % of total | 0.092903 | 1 | 1 | 1 | 1 | 1 | Retail, stores and shops buildings | Area [ft2] |  | 0 | [8 empty] | Retail, stores and shops buildings | Area [m2] | 2648736.4005 | 2672411.0073 | 2790784.0414 | 2903299.1902 | 3015814.339 | 3468208.3658 | Facta 2014, Heikki Salmikivi KSV for scenarios | 2014 | Average, City | Calculated from stat. inc. assumptions | Numbers from Facta registry. Area as total area (kokonaisala). The run for Facta was done in April 2015. Buildings built before 2015 were removed from the results. City owned residential buildings account for 16 % of total | Einzelhandel, Läden | Fläche [m2] |  | 0 | [8 empty] | Retail, stores and shops buildings | Area [m2] |  | 0 | [8 empty] | Retail, stores and shops buildings | Area [m2] |  | 0 | [8 empty] | Retail, stores and shops buildings | Area [m2] |  | 0
755 | Nonresidential buildings | b_ar_nr_ws_te | Warehouses & shopping mall buildings | Area [m2] | 1 | PPT |  |  | 3656831.4161 | 3689516.4527 | 3852941.6352 | 4163617.2698 | 4788190.0621 | Facta 2014, Heikki Salmikivi KSV for scenarios | 2014 | Average, City | Calculated from stat. inc. assumptions | Numbers from Facta registry. Area as total area (kokonaisala). The run for Facta was done in April 2015. Buildings built before 2015 were removed from the results. City owned residential buildings account for 16 % of total | 0.092903 | 1 | 1 | 1 | 1 | 1 | Warehouses & shopping mall buildings | Area [ft2] |  | 0 | [8 empty] | Warehouses & shopping mall buildings | Area [m2] | 3656831.4161 | 3689516.4527 | 3852941.6352 | 4008279.4525 | 4163617.2698 | 4788190.0621 | Facta 2014, Heikki Salmikivi KSV for scenarios | 2014 | Average, City | Calculated from stat. inc. assumptions | Numbers from Facta registry. Area as total area (kokonaisala). The run for Facta was done in April 2015. Buildings built before 2015 were removed from the results. City owned residential buildings account for 16 % of total | Einkaufszentren, Logistiklagergebäude | Fläche [m2] |  | 0 | [8 empty] | Warehouses & shopping mall buildings | Area [m2] |  | 0 | [8 empty] | Warehouses & shopping mall buildings | Area [m2] |  | 0 | [8 empty] | Warehouses & shopping mall buildings | Area [m2] |  | 0
756 | Nonresidential buildings | b_ar_nr_te | Non residential buildings unspecified (Please enter this value ONLY for non residential building not covered in the categories above) | Area [m2] | 1 | PPT |  |  | 4064953.293 | 4101286.1538 | 4282950.4579 | 4628299.1491 | 5322577.594 | Facta 2014, Heikki Salmikivi KSV for scenarios | 2014 | Average, City | Calculated from stat. inc. assumptions | Numbers from Facta registry. Area as total area (kokonaisala). The run for Facta was done in April 2015. Buildings built before 2015 were removed from the results. City owned residential buildings account for 16 % of total Figures represent non-residential plus industrial buildings | 0.092903 | 1 | 1 | 1 | 1 | 1 | Non residential buildings unspecified (Please enter this value ONLY for non residential building not covered in the categories above) | Area [ft2] |  | 0 | [8 empty] | Non residential buildings + Industrial buildings | Area [m2] | 4064953.293 | 4101286.1538 | 4282950.4579 | 4455624.8035 | 4628299.1491 | 5322577.594 | Facta 2014, Heikki Salmikivi KSV for scenarios | 2014 | Average, City | Calculated from stat. inc. assumptions | Numbers from Facta registry. Area as total area (kokonaisala). The run for Facta was done in April 2015. Buildings built before 2015 were removed from the results. City owned residential buildings account for 16 % of total Figures represent non-residential plus industrial buildings | Nichtwohngebäude unspezifiziert (nur, wenn noch nicht in den oberen Kategorien ausgeführt) | Fläche [m2] |  | 0 | [8 empty] | Non residential buildings unspecified (Please enter this value ONLY for non residential building not covered in the categories above) | Area [m2] |  | 0 | [8 empty] | Non residential buildings unspecified (Please enter this value ONLY for non residential building not covered in the categories above) | Area [m2] |  | 0 | [8 empty] | Non residential buildings unspecified (Please enter this value ONLY for non residential building not covered in the categories above) | Area [m2] |  | 0
757 | [11 empty] | 0
758 | General |  | Additional information | [8 empty] | 0 | [12 empty] | General | [11 empty] | General | [12 empty] | Allgemeine Daten | [11 empty] | General | [11 empty] | General | [11 empty] | General
759 | Households | b_hh_re | Number of households | Number (No.) | 1 | PPT |  |  | 318225 | 321124.262 | 335620.572 | 369125.9274 | 440900.4132 | http://www.stat.fi/meta/kas/asuntokunta_en.html | 2014 |  | Statistics | Statistics from Marja Huotari / Tietokeskus http://www.aluesarjat.fi/. Definitions: http://www.stat.fi/meta/kas/asuntokunta_en.html | 1 | 1 | 1 | 1 | 1 | 1 | Number of households | Number (No.) |  | 0 | [8 empty] | Number of households | Number (No.) | 318225 | 321124.262 | 335620.572 | 369125.9274 | 369125.9274 | 440900.4132 | http://www.stat.fi/meta/kas/asuntokunta_en.html | 2014 |  | Statistics | Statistics from Marja Huotari / Tietokeskus http://www.aluesarjat.fi/. Definitions: http://www.stat.fi/meta/kas/asuntokunta_en.html | Anzahl der Haushalte | Anzahl (No.) |  | 0 | [8 empty] | Number of households | Number (No.) |  | 0 | [8 empty] | Number of households | Number (No.) |  | 0 | [8 empty] | Number of households | Number (No.) |  | 0
760 | Household size | b_hs_re | Number of persons per household | Number (No.) | 1 | PPT |  |  | 1.87 | 1.87 | 0 | 0 | 0 |  |  |  | Statistics | Statistics from Marja Huotari / Tietokeskus http://www.aluesarjat.fi/. Definitions: http://www.stat.fi/meta/kas/asuntokunta_en.html | 1 | 1 | 1 | 1 | 1 | 1 | Number of persons per household | Number (No.) |  | 0 | [8 empty] | Number of persons per household | Number (No.) | 1.87 | 1.87 | [7 empty] | Statistics | Statistics from Marja Huotari / Tietokeskus http://www.aluesarjat.fi/. Definitions: http://www.stat.fi/meta/kas/asuntokunta_en.html | Anzahl Personen pro Haushalt | Anzahl (No.) |  | 0 | [8 empty] | Number of persons per household | Number (No.) |  | 0 | [8 empty] | Number of persons per household | Number (No.) |  | 0 | [8 empty] | Number of persons per household | Number (No.) |  | 0
761
762
763
764 | [41 empty] | Classification of buildings (Rakennusluokitus) 1994 http://www.stat.fi/meta/luokitukset/rakennus/001-1994/koko_luokitus_en.html
765
766 | [36 empty] | Building categories
767 | [36 empty] | Number in CyPT | Category in CyPT | Category in Classification of buildings 1994 | Category in Classification of buildings 1995 | Number in Classification of buildings 1996
768 | [36 empty] | ​1 | Residential buildings | A, B | Asuinrakennukset, Vapaa-ajan asuinrakennukset | <100
769 | [36 empty] | ​ | Government & public administration buildings | -
770 | [36 empty] | ​2 | Commercial offices buildings | D | Toimistorakennukset | 151
771 | [36 empty] | ​ | Data centers buildings | -
772 | [36 empty] | ​3 | Education, K12 and university buildings | H | Opetusrakennukset | 500-550
773 | [36 empty] | ​4 | Hospitals and healthcare buildings | F | Hoitoalan rakennukset | 200-250
774 | [36 empty] | ​ | Hotels, hospitality and leisure buildings | -
775 | [36 empty] | ​5 | Exhibitions, fairs, halls buildings | G | Kokoontumisrakennukset | 300-370
776 | [36 empty] | ​6 | Retail, stores and shops buildings | C | Liikerakennukset | 111-149
777 | [36 empty] | ​7 | Warehouses & shopping mall buildings | E, K, L | Liikenteen rakennukset, Varastorakennukset, Palo- ja pelastustoimen rakennukset | 700-799, 161-169
778 | [36 empty] | ​8 | Non residential buildings unspecified | M, N | Maatalousrakennukset, Muut rakennukset | 800-999
779 | [36 empty] | ​9 | Industrial buildings | J | Teollisuusrakennukset | 600-699
780
781
782
783
784
785
786
787
788
789
790
791
792
793
794
795
796
797
798
799
800
801
802
803
804
805
806
807
808
809
810
811
812
813
814
815
816
817
818
819
820
821
822
823
824
825
826
827
828
829
830
831
832
833
834
835
836
837
838
839
840
841
842
843
844
845
846
847
848
849
850
851
852
853
854
855
856
857
858
859
860
861
862
863
864
865
866
867
868
869
870
871
872
873
874
875
876
877
878
879
880
881
882
883
884
885
886
887
888
889
890
891
892
893
894
895
896
897
898
899
900
No transfer to summary below this line
Note on K21: Same as initial baseline data, if there is no forcast of today available in the source.
Note on AE21: Same as initial baseline data, if there is no forcast of today available in the source.
Note on BS21: Same as initial baseline data, if there is no forcast of today available in the source.
Note on CF21: Same as initial baseline data, if there is no forcast of today available in the source.
Note on CS21: Same as initial baseline data, if there is no forcast of today available in the source.

## 5_Input Residential
901 |  |  | Master | [15 empty] | Conversion factors | [5 empty] | US Template | [11 empty] | International English Template | [12 empty] | German Template | [11 empty] | Chinese Template | [11 empty] | Spanish Template | [11 empty] | French Template
902 | Project | Project: | CYPT | [21 empty] | CYPT | [11 empty] | CYPT | [12 empty] | CYPT | [11 empty] | CYPT | [11 empty] | CYPT | [11 empty] | CYPT
903 |  | City Data: | Helsinki | [21 empty] | <Input for city name> | [11 empty] | Helsinki | [12 empty] | Helsinki | [11 empty] | Helsinki | [11 empty] | Helsinki | [11 empty] | Helsinki
904 | Legend:
905 |  |  | Overview current sheet | [21 empty] | Overview current sheet | [11 empty] | Overview current sheet | [12 empty] | Überblick der Seite | [11 empty] | Overview current sheet | [11 empty] | Overview current sheet | [11 empty] | Overview current sheet
906 |  |  | shall be reported | [21 empty] | shall be reported | [11 empty] | shall be reported | [12 empty] | Eingabe erfürderlich | [11 empty] | shall be reported | [11 empty] | shall be reported | [11 empty] | shall be reported
907 |  |  | Alternative if necessary value not available, orange becomes necessary | [21 empty] | Alternative if necessary value not available, orange becomes necessary | [11 empty] | Alternative if necessary value not available, orange becomes necessary | [12 empty] | Alternative Eingabemöglichkeit für vorangegangene Parameter | [11 empty] | Alternative if necessary value not available, orange becomes necessary | [11 empty] | Alternative if necessary value not available, orange becomes necessary | [11 empty] | Alternative if necessary value not available, orange becomes necessary
908 |  |  | if available, business as usual (according to ongoing activities and action plans in place): if no data forecasts available we take the baseline data for the following years as well | [21 empty] | if available, business as usual (according to ongoing activities and action plans in place): if no data forecasts available we take the baseline data for the following years as well | [11 empty] | if available, business as usual (according to ongoing activities and action plans in place): if no data forecasts available we take the baseline data for the following years as well | [12 empty] | falls verfügbar aus vorhandener Planung, falls keine Daten vorhanden sind, werden die Daten aus dem Basisjahr genommen und ggf. entsprechend des Bedarfs skaliert | [11 empty] | if available, business as usual (according to ongoing activities and action plans in place): if no data forecasts available we take the baseline data for the following years as well | [11 empty] | if available, business as usual (according to ongoing activities and action plans in place): if no data forecasts available we take the baseline data for the following years as well | [11 empty] | if available, business as usual (according to ongoing activities and action plans in place): if no data forecasts available we take the baseline data for the following years as well
909 |  |  | Automatically interpolated to year today. Can be overwritten (in this case use red letters) | [21 empty] | Automatically interpolated to year today. Can be overwritten (in this case use red letters) | [11 empty] | Automatically interpolated to year today. Can be overwritten (in this case use red letters) | [12 empty] | Automatische Interpolation des aktuellen Jahre, basierend aus Basisjahr und fürtschreibung 2020. Kann überschrieben werden, falls daten vorhanden sind (in diesem Fall Schrift rot verwenden) | [11 empty] | Automatically interpolated to year today. Can be overwritten (in this case use red letters) | [11 empty] | Automatically interpolated to year today. Can be overwritten (in this case use red letters) | [11 empty] | Automatically interpolated to year today. Can be overwritten (in this case use red letters)
910 |  |  | nice to have Helsinki specific factor otherwise we adapt standard data or other studies | [21 empty] | nice to have <Input for city name> specific factor otherwise we adapt standard data or other studies | [11 empty] | nice to have Helsinki specific factor otherwise we adapt standard data or other studies | [12 empty] | Daten spezifisch für Helsinki wären gut, ansonsten werden Standarddaten, oder andere Studien herangezogen | [11 empty] | nice to have Helsinki specific factor otherwise we adapt standard data or other studies | [11 empty] | nice to have Helsinki specific factor otherwise we adapt standard data or other studies | [11 empty] | nice to have Helsinki specific factor otherwise we adapt standard data or other studies
911 |  |  | First data delivery | Date | [20 empty] | First data delivery | Date | [10 empty] | First data delivery | Date | [11 empty] | 1. Datenerhebung | Datum | [10 empty] | First data delivery | Date | [10 empty] | First data delivery | Date | [10 empty] | First data delivery | Date
912 |  |  | First update | Date | [20 empty] | First update | Date | [10 empty] | First update | Date | [11 empty] | 1. Datenaktualisierung | Datum | [10 empty] | First update | Date | [10 empty] | First update | Date | [10 empty] | First update | Date
913 |  |  | Second update | Date | [20 empty] | Second update | Date | [10 empty] | Second update | Date | [11 empty] | 2. Datenaktualisierung | Datum | [10 empty] | Second update | Date | [10 empty] | Second update | Date | [10 empty] | Second update | Date
914 |  |  | Third update | Date | [20 empty] | Third update | Date | [10 empty] | Third update | Date | [11 empty] | 3. Datenaktualisierung | Datum | [10 empty] | Third update | Date | [10 empty] | Third update | Date | [10 empty] | Third update | Date
915 |  |  | Fourth update | Date | [20 empty] | Fourth update | Date | [10 empty] | Fourth update | Date | [11 empty] | 4. Datenaktualisierung | Datum | [10 empty] | Fourth update | Date | [10 empty] | Fourth update | Date | [10 empty] | Fourth update | Date
916 |  |  | Data Overview: | [21 empty] | Data Overview: | [11 empty] | Data Overview: | [12 empty] | Datenüberblick | [11 empty] | Data Overview: | [11 empty] | Data Overview: | [11 empty] | Data Overview:
917 |  |  | Energy demand (electricity and heat) | [21 empty] | Energy demand (electricity and heat) | [11 empty] | Energy demand (electricity and heat) | [12 empty] | Energiebedarf | [11 empty] | Energy demand (electricity and heat) | [11 empty] | Energy demand (electricity and heat) | [11 empty] | Energy demand (electricity and heat)
918 |  |  | Thermal losses | [21 empty] | Thermal losses | [11 empty] | Thermal losses | [12 empty] | Thermische Verluste | [11 empty] | Thermal losses | [11 empty] | Thermal losses | [11 empty] | Thermal losses
919 |  |  | Annual efficiency improvements BAU | [21 empty] | Annual efficiency improvements BAU | [11 empty] | Annual efficiency improvements BAU | [12 empty] | Jährliche Effizienzverbesserung | [11 empty] | Annual efficiency improvements BAU | [11 empty] | Annual efficiency improvements BAU | [11 empty] | Annual efficiency improvements BAU
920 | Parameter Specifications | [7 empty] | Data | Forecast Data |  |  |  | Data Specifications: please specify source of data and additional information regarding data quality | [12 empty] | Data | Forecast Data |  |  |  | Data Specifications: please specify source of data and additional information regarding data quality | [6 empty] | Data | Forecast Data |  |  |  |  | Data Specifications: please specify source of data and additional information regarding data quality | [6 empty] | Daten | Forecast Data |  |  |  | Daten Spezifikation: Quellen durchnummieren, links und Angaben zur Daten Qualität etc. | [6 empty] | Data | Forecast Data |  |  |  | Data Specifications: please specify source of data and additional information regarding data quality | [6 empty] | Data | Forecast Data |  |  |  | Data Specifications: please specify source of data and additional information regarding data quality | [6 empty] | Data | Forecast Data |  |  |  | Data Specifications: please specify source of data and additional information regarding data quality
921 | Parameter sets | Parameter | Parameter unit of measure and description | unit of measure | Priority | Auxiliaries | left empty intentionally | left empty intentionally | Baseline | Today | 2020 | 2025 | 2050 | Reference/Source | Year of baseline data | Type of baseline data | Quality of data | Comments & limitations | conversion | conversion factor (International English to Master) | conversion factor (German to Master) | conversion factor (Chinese to Master) | conversion factor (Spanish to Master) | conversion factor (French to Master) | Parameter unit of measure and description | unit of measure | Baseline | Today | 2020 | 2025 | 2050 | Reference/Source | Year of baseline data | Type of baseline data | Quality of data | Comments & limitations | Parameter unit of measure and description | unit of measure | Baseline | Today | 2020 | 2025 | 2030 | 2050 | Reference/Source | Year of baseline data | Type of baseline data | Quality of data | Comments & limitations | Parameter | Einheit | Datenbasis | Heute | 2020 | 2025 | 2050 | Quelle | Jahr aus dem die Basisdaten sind | Art der Basisdaten | Qualität | Kommentare oder Einschränkungen z.B. Gültigkeit der Daten | Parameter unit of measure and description | unit of measure | Baseline | Today | 2020 | 2025 | 2050 | Reference/Source | Year of baseline data | Type of baseline data | Quality of data | Comments & limitations | Parameter unit of measure and description | unit of measure | Baseline | Today | 2020 | 2025 | 2050 | Reference/Source | Year of baseline data | Type of baseline data | Quality of data | Comments & limitations | Parameter unit of measure and description | unit of measure | Baseline | Today | 2020 | 2025 | 2050 | Reference/Source | Year of baseline data | Type of baseline data | Quality of data | Comments & limitations
922 | [15 empty] | Average, City | Statistics | [16 empty] | Average, City | Statistics | [11 empty] | Average, City | Statistics | [10 empty] | Stadtmittelwert | Statistik | [10 empty] | Average, City | Statistics | [10 empty] | Average, City | Statistics | [10 empty] | Average, City | Statistics
923 | [15 empty] | Example, city | Extrapolated | [16 empty] | Example, city | Extrapolated | [11 empty] | Example, city | Extrapolated | [10 empty] | Beispielfall, Stadt | Extrapoliert | [10 empty] | Example, city | Extrapolated | [10 empty] | Example, city | Extrapolated | [10 empty] | Example, city | Extrapolated
924 | [15 empty] | Average, city close by | Calculated from statistics | [16 empty] | Average, city close by | Calculated from statistics | [11 empty] | Average, city close by | Calculated from statistics | [10 empty] | Mittelwert, Stadt in Region | Berechnet aus statistischen Werten | [10 empty] | Average, city close by | Calculated from statistics | [10 empty] | Average, city close by | Calculated from statistics | [10 empty] | Average, city close by | Calculated from statistics
925 | [15 empty] | Examle, city close by | Calculated from stat. inc. assumptions | [16 empty] | Examle, city close by | Calculated from stat. inc. assumptions | [11 empty] | Examle, city close by | Calculated from stat. inc. assumptions | [10 empty] | Beispielfall, Stadt in Region | Berechnet aus stat. Werten unter Annahmen | [10 empty] | Examle, city close by | Calculated from stat. inc. assumptions | [10 empty] | Examle, city close by | Calculated from stat. inc. assumptions | [10 empty] | Examle, city close by | Calculated from stat. inc. assumptions
926 | [15 empty] | Average, national | [17 empty] | Average, national | [12 empty] | Average, national | [11 empty] | Durchschnitt, national | [11 empty] | Average, national | [11 empty] | Average, national | [11 empty] | Average, national
927 | [15 empty] | Example, country | [17 empty] | Example, country | [12 empty] | Example, country | [11 empty] | Beispiel, national | [11 empty] | Example, country | [11 empty] | Example, country | [11 empty] | Example, country
928
929
930 |  |  | Electricity demand and efficiency increase | [21 empty] | Electricity demand and efficiency increase | [11 empty] | Electricity demand and efficiency increase | [12 empty] | Elektrizitätsbedarf und Effizienzsteigerung | [11 empty] | Electricity demand and efficiency increase | [11 empty] | Electricity demand and efficiency increase | [11 empty] | Electricity demand and efficiency increase
931 | BA10_Residentials | b_de_el_bl_re | Total electricity demand in baseline | Kilowatt hours per square meter per year (kWh/m2*a) | 1 | PPT |  |  | 41.1 | 41.1 | 0 | 0 | 0 | City owned buildings, kaupungin omistamien rakennusten energiankulutustiedot vuodelta 2014 | 2014 |  |  | This data only for apartment buildings owned by the city. May differ from the average (newer houses, district heating only). | 3.1546 | 1 | 1 | 1 | 1 | 1 | Total electricity demand in baseline | Energy Use Intensity (EUI) or thousand BTU per square foot per year [kBtu/ft2 per yr] |  | 0 | [8 empty] | Total electricity demand in baseline | Kilowatt hours per square meter per year (kWh/m2*a) | 41.1 | 41.1 |  |  |  |  | City owned buildings, kaupungin omistamien rakennusten energiankulutustiedot vuodelta 2014 | 2014 |  |  | This data only for apartment buildings owned by the city. May differ from the average (newer houses, district heating only). | Gesamt Elektrizitäts bedarf | Kilowatt stunden pro Quadratmeter pro Jahr (kWh/m2*a) |  | 0 | [8 empty] | Total electricity demand in baseline | Kilowatt hours per square meter per year (kWh/m2*a) |  | 0 | [8 empty] | Total electricity demand in baseline | Kilowatt hours per square meter per year (kWh/m2*a) |  | 0 | [8 empty] | Total electricity demand in baseline | Kilowatt hours per square meter per year (kWh/m2*a) |  | 0
932 |  |  | Share of electricity demand in baseline for | [8 empty] | 0% | [12 empty] | Share of electricity demand in baseline for |  | 0% | 0% | 0% | 0% | 0% | [5 empty] | Share of electricity demand in baseline for |  | 100% | 100% | 0% | 0% |  | 0% | [5 empty] | Anteil Elektrizitäts bedarf für |  | 0% | 0% | 0% | 0% | 0% | [5 empty] | Share of electricity demand in baseline for |  | 0% | 0% | 0% | 0% | 0% | [5 empty] | Share of electricity demand in baseline for |  | 0% | 0% | 0% | 0% | 0% | [5 empty] | Share of electricity demand in baseline for |  | 0% | 0% | 0% | 0% | 0%
933 | BA10_Residentials | b_de_el_li_bl_sh_re | Lighting | Percent [0 to 100%] | 3 | Excel |  |  | 25% | 25% | 0% | 0% | 0% | Virve Rouhiainen / Adato Energia (emails 30.7.2015) and Kotitalouksien sähkönkäyttö 2011. https://www.tem.fi/files/35856/Kotitalouksien_sahkonkaytto_2011_raportti.pdf | 2011 |  |  | These numbers include electricity used for the common spaces and tech.systems + electricity consumed at households. Electric heating is not included. | 1 | 1 | 1 | 1 | 1 | 1 | Lighting | Percent [0 to 100%] |  | 0% | [8 empty] | Lighting | Percent [0 to 100%] | 25% | 25% |  |  |  |  | Virve Rouhiainen / Adato Energia (emails 30.7.2015) and Kotitalouksien sähkönkäyttö 2011. https://www.tem.fi/files/35856/Kotitalouksien_sahkonkaytto_2011_raportti.pdf | 2011 |  |  | These numbers include electricity used for the common spaces and tech.systems + electricity consumed at households. Electric heating is not included. | Beleuchtung | Prozent [0 bis 100%] |  | 0% | [8 empty] | Lighting | Percent [0 to 100%] |  | 0% | [8 empty] | Lighting | Percent [0 to 100%] |  | 0% | [8 empty] | Lighting | Percent [0 to 100%] |  | 0%
934 | BA10_Residentials | b_de_el_ap_bl_sh_re | Appliances | Percent [0 to 100%] | 3 | Excel |  |  | 60% | 60% | 0% | 0% | 0% | Virve Rouhiainen / Adato Energia (emails 30.7.2015) and Kotitalouksien sähkönkäyttö 2011. https://www.tem.fi/files/35856/Kotitalouksien_sahkonkaytto_2011_raportti.pdf | 2011 |  |  | Includes ICT, cooking, heating of cars, washing machines etc. household appliances | 1 | 1 | 1 | 1 | 1 | 1 | Appliances | Percent [0 to 100%] |  | 0% | [8 empty] | Appliances | Percent [0 to 100%] | 60% | 60% |  |  |  |  | Virve Rouhiainen / Adato Energia (emails 30.7.2015) and Kotitalouksien sähkönkäyttö 2011. https://www.tem.fi/files/35856/Kotitalouksien_sahkonkaytto_2011_raportti.pdf | 2011 |  |  | Includes ICT, cooking, heating of cars, washing machines etc. household appliances | Geräte/Techniks | Prozent [0 bis 100%] |  | 0% | [8 empty] | Appliances | Percent [0 to 100%] |  | 0% | [8 empty] | Appliances | Percent [0 to 100%] |  | 0% | [8 empty] | Appliances | Percent [0 to 100%] |  | 0%
935 | BA10_Residentials | b_de_el_ve_bl_sh_re | Ventilation | Percent [0 to 100%] | 3 | Excel |  |  | 9% | 9% | 0% | 0% | 0% | Virve Rouhiainen / Adato Energia (emails 30.7.2015) and Kotitalouksien sähkönkäyttö 2011. https://www.tem.fi/files/35856/Kotitalouksien_sahkonkaytto_2011_raportti.pdf | 2011 |  |  | It was assumed that of the technical HVAC appliances 100 % of the consumption is due to ventilation. | 1 | 1 | 1 | 1 | 1 | 1 | Ventilation | Percent [0 to 100%] |  | 0% | [8 empty] | Ventilation | Percent [0 to 100%] | 9% | 9% |  |  |  |  | Virve Rouhiainen / Adato Energia (emails 30.7.2015) and Kotitalouksien sähkönkäyttö 2011. https://www.tem.fi/files/35856/Kotitalouksien_sahkonkaytto_2011_raportti.pdf | 2011 |  |  | It was assumed that of the technical HVAC appliances 100 % of the consumption is due to ventilation. | Lüftung | Prozent [0 bis 100%] |  | 0% | [8 empty] | Ventilation | Percent [0 to 100%] |  | 0% | [8 empty] | Ventilation | Percent [0 to 100%] |  | 0% | [8 empty] | Ventilation | Percent [0 to 100%] |  | 0%
936 | BA10_Residentials | b_de_el_ot_bl_sh_re | "Other" | Percent [0 to 100%] | 3 | Excel |  |  | 6% | 6% | 0% | 0% | 0% | Virve Rouhiainen / Adato Energia (emails 30.7.2015) and Kotitalouksien sähkönkäyttö 2011. https://www.tem.fi/files/35856/Kotitalouksien_sahkonkaytto_2011_raportti.pdf | 2011 |  |  | Other consists of kiinteistösähkö (electricity used for the common spaces and technical systems) | 1 | 1 | 1 | 1 | 1 | 1 | "Other" | Percent [0 to 100%] |  | 0% | [8 empty] | "Other" | Percent [0 to 100%] | 6% | 6% |  |  |  |  | Virve Rouhiainen / Adato Energia (emails 30.7.2015) and Kotitalouksien sähkönkäyttö 2011. https://www.tem.fi/files/35856/Kotitalouksien_sahkonkaytto_2011_raportti.pdf | 2011 |  |  | Other consists of kiinteistösähkö (electricity used for the common spaces and technical systems) | "Andere" | Prozent [0 bis 100%] |  | 0% | [8 empty] | "Other" | Percent [0 to 100%] |  | 0% | [8 empty] | "Other" | Percent [0 to 100%] |  | 0% | [8 empty] | "Other" | Percent [0 to 100%] |  | 0%
937 |  |  | BAU annual Efficiency increase [-100 to 100%], decreasing electricity demand for | [8 empty] | 0 | [12 empty] | BAU annual Efficiency increase [-100 to 100%], decreasing electricity demand for | [11 empty] | BAU annual Efficiency increase [-100 to 100%], decreasing electricity demand for | [12 empty] | Jährliche Effizienzverbesserung /verschlechtungen [-100 to 100%], des Elektrizitätsbedarf für | [11 empty] | BAU annual Efficiency increase [-100 to 100%], decreasing electricity demand for | [11 empty] | BAU annual Efficiency increase [-100 to 100%], decreasing electricity demand for | [11 empty] | BAU annual Efficiency increase [-100 to 100%], decreasing electricity demand for
938 | BA10_Residentials | b_li_ei_re | Lighting /Lamp stock | Percent [-100 to 100%] | 3 | Excel |  |  | 0% | 0% | 0% | 0% | 0% | [5 empty] | 1 | 1 | 1 | 1 | 1 | 1 | Lighting /Lamp stock | Percent [-100 to 100%] |  | 0% | [8 empty] | Lighting /Lamp stock | Percent [-100 to 100%] |  | 0% | [9 empty] | Beleuchtung | Prozent [-100 bis 100%] |  | 0% | [8 empty] | Lighting /Lamp stock | Percent [-100 to 100%] |  | 0% | [8 empty] | Lighting /Lamp stock | Percent [-100 to 100%] |  | 0% | [8 empty] | Lighting /Lamp stock | Percent [-100 to 100%] |  | 0%
939 | BA10_Residentials | b_de_el_ap_ei_re | Appliances | Percent [-100 to 100%] | 3 | Excel |  |  | 0% | 0% | 0% | 0% | 0% | [5 empty] | 1 | 1 | 1 | 1 | 1 | 1 | Appliances | Percent [-100 to 100%] |  | 0% | [8 empty] | Appliances | Percent [-100 to 100%] |  | 0% | [9 empty] | Geräte/Technik | Prozent [-100 bis 100%] |  | 0% | [8 empty] | Appliances | Percent [-100 to 100%] |  | 0% | [8 empty] | Appliances | Percent [-100 to 100%] |  | 0% | [8 empty] | Appliances | Percent [-100 to 100%] |  | 0%
940 | BA10_Residentials | b_de_el_ve_ei_re | Ventilation | Percent [-100 to 100%] | 3 | Excel |  |  | 0% | 0% | 0% | 0% | 0% | [5 empty] | 1 | 1 | 1 | 1 | 1 | 1 | Ventilation | Percent [-100 to 100%] |  | 0% | [8 empty] | Ventilation | Percent [-100 to 100%] |  | 0% | [9 empty] | Lüftung | Prozent [-100 bis 100%] |  | 0% | [8 empty] | Ventilation | Percent [-100 to 100%] |  | 0% | [8 empty] | Ventilation | Percent [-100 to 100%] |  | 0% | [8 empty] | Ventilation | Percent [-100 to 100%] |  | 0%
941 | BA10_Residentials | b_de_el_ot_ei_re | "Other" | Percent [-100 to 100%] | 3 | Excel |  |  | 0% | 0% | 0% | 0% | 0% | [5 empty] | 1 | 1 | 1 | 1 | 1 | 1 | "Other" | Percent [-100 to 100%] |  | 0% | [8 empty] | "Other" | Percent [-100 to 100%] |  | 0% | [9 empty] | "Andere" | Prozent [-100 bis 100%] |  | 0% | [8 empty] | "Other" | Percent [-100 to 100%] |  | 0% | [8 empty] | "Other" | Percent [-100 to 100%] |  | 0% | [8 empty] | "Other" | Percent [-100 to 100%] |  | 0%
942 | [11 empty] | 0
943 |  |  | Cooling demand and efficiency increase | [8 empty] | 0 | [12 empty] | Cooling demand and efficiency increase | [11 empty] | Cooling demand and efficiency increase | [12 empty] | Kältebedarf und Effizienzsteigerung | [11 empty] | Cooling demand and efficiency increase | [11 empty] | Cooling demand and efficiency increase | [11 empty] | Cooling demand and efficiency increase
944 | BA10_Residentials | b_de_co_bl_re | Total cooling demand in baseline | Kilowatt hours per square meter per year (kWh/m2*a) | 1 | PPT |  |  | 0 | 0 | 0 | 0 | 0 | City owned buildings, City of Helsinki Public Works Department, Kaupungin omistamien rakennusten energiankulutustiedot (2014) | 2014 |  | Calculated from stat. inc. assumptions | Total cooling energy 2014 only 0,055 GWh for 4641500 m2 -> insignificant | 3.1546 | 1 | 1 | 1 | 1 | 1 | Total cooling demand in baseline | Energy Use Intensity (EUI) or thousand BTU per square foot per year [kBtu/ft2 per yr] |  | 0 | [8 empty] | Total cooling demand in baseline | Kilowatt hours per square meter per year (kWh/m2*a) | 0 | 0 |  |  |  |  | City owned buildings, City of Helsinki Public Works Department, Kaupungin omistamien rakennusten energiankulutustiedot (2014) | 2014 |  | Calculated from stat. inc. assumptions | Total cooling energy 2014 only 0,055 GWh for 4641500 m2 -> insignificant | Gesamt Kältebedarf | Kilowatt stunden pro Quadratmeter pro Jahr (kWh/m2*a) |  | 0 | [8 empty] | Total cooling demand in baseline | Kilowatt hours per square meter per year (kWh/m2*a) |  | 0 | [8 empty] | Total cooling demand in baseline | Kilowatt hours per square meter per year (kWh/m2*a) |  | 0 | [8 empty] | Total cooling demand in baseline | Kilowatt hours per square meter per year (kWh/m2*a) |  | 0
945 |  |  | Share of cooling demand in baseline due to | [8 empty] | 0% | [12 empty] | Share of cooling demand in baseline due to |  | 0% | 0% | 0% | 0% | 0% | [5 empty] | Share of cooling demand in baseline due to |  | 100% | 100% | 0% | 0% |  | 0% | [5 empty] | Anteil Kältebedarf für |  | 0% | 0% | 0% | 0% | 0% | [5 empty] | Share of cooling demand in baseline due to |  | 0% | 0% | 0% | 0% | 0% | [5 empty] | Share of cooling demand in baseline due to |  | 0% | 0% | 0% | 0% | 0% | [5 empty] | Share of cooling demand in baseline due to |  | 0% | 0% | 0% | 0% | 0%
946 | BA10_Residentials | b_de_co_le_bl_sh_re | Infiltration | Percent [0 to 100%] | 3 | PPT |  |  | 0% | 0% | 0% | 0% | 0% | No cooling demand |  |  |  | No cooling demand | 1 | 1 | 1 | 1 | 1 | 1 | Infiltration | Percent [0 to 100%] |  | 0% | [8 empty] | Infiltration | Percent [0 to 100%] | 0% | 0% |  |  |  |  | No cooling demand |  |  |  | No cooling demand | Infiltration | Prozent [0 bis 100%] |  | 0% | [8 empty] | Infiltration | Percent [0 to 100%] |  | 0% | [8 empty] | Infiltration | Percent [0 to 100%] |  | 0% | [8 empty] | Infiltration | Percent [0 to 100%] |  | 0%
947 | BA10_Residentials | b_de_co_ve_bl_sh_re | Ventilation | Percent [0 to 100%] | 3 | PPT |  |  | 100% | 100% | 0% | 0% | 0% | No cooling demand |  |  |  | No cooling demand | 1 | 1 | 1 | 1 | 1 | 1 | Ventilation | Percent [0 to 100%] |  | 0% | [8 empty] | Ventilation | Percent [0 to 100%] | 100% | 100% |  |  |  |  | No cooling demand |  |  |  | No cooling demand | Lüftung | Prozent [0 bis 100%] |  | 0% | [8 empty] | Ventilation | Percent [0 to 100%] |  | 0% | [8 empty] | Ventilation | Percent [0 to 100%] |  | 0% | [8 empty] | Ventilation | Percent [0 to 100%] |  | 0%
948 | BA10_Residentials | b_de_co_wa_bl_sh_re | Losses through walls through transmission | Percent [0 to 100%] | 3 | PPT |  |  | 0% | 0% | 0% | 0% | 0% | No cooling demand |  |  |  | No cooling demand | 1 | 1 | 1 | 1 | 1 | 1 | Losses through walls through transmission | Percent [0 to 100%] |  | 0% | [8 empty] | Losses through walls through transmission | Percent [0 to 100%] | 0% | 0% |  |  |  |  | No cooling demand |  |  |  | No cooling demand | Verluste durch Wanddurchgang (transmission) | Prozent [0 bis 100%] |  | 0% | [8 empty] | Losses through walls through transmission | Percent [0 to 100%] |  | 0% | [8 empty] | Losses through walls through transmission | Percent [0 to 100%] |  | 0% | [8 empty] | Losses through walls through transmission | Percent [0 to 100%] |  | 0%
949 | BA10_Residentials | b_de_co_wi_sr_bl_sh_re | Heat input by solar radiation through windows | Percent [0 to 100%] | 3 | PPT |  |  | 0% | 0% | 0% | 0% | 0% | No cooling demand |  |  |  | No cooling demand | 1 | 1 | 1 | 1 | 1 | 1 | Heat input by solar radiation through windows | Percent [0 to 100%] |  | 0% | [8 empty] | Heat input by solar radiation through windows | Percent [0 to 100%] | 0% | 0% |  |  |  |  | No cooling demand |  |  |  | No cooling demand | Wärmeeintrag durch Fenster (solar radiation) | Prozent [0 bis 100%] |  | 0% | [8 empty] | Heat input by solar radiation through windows | Percent [0 to 100%] |  | 0% | [8 empty] | Heat input by solar radiation through windows | Percent [0 to 100%] |  | 0% | [8 empty] | Heat input by solar radiation through windows | Percent [0 to 100%] |  | 0%
950 | BA10_Residentials | b_de_co_wi_tr_bl_sh_re | Losses through windows through transmission | Percent [0 to 100%] | 3 | PPT |  |  | 0% | 0% | 0% | 0% | 0% | No cooling demand |  |  |  | No cooling demand | 1 | 1 | 1 | 1 | 1 | 1 | Losses through windows through transmission | Percent [0 to 100%] |  | 0% | [8 empty] | Losses through windows through transmission | Percent [0 to 100%] | 0% | 0% |  |  |  |  | No cooling demand |  |  |  | No cooling demand | Verluste durch Fensterdurchgang (transmission) | Prozent [0 bis 100%] |  | 0% | [8 empty] | Losses through windows through transmission | Percent [0 to 100%] |  | 0% | [8 empty] | Losses through windows through transmission | Percent [0 to 100%] |  | 0% | [8 empty] | Losses through windows through transmission | Percent [0 to 100%] |  | 0%
951 | BA10_Residentials | b_de_co_ot_bl_sh_re | Other effects (e.g. people, electrical Appliances) | Percent [0 to 100%] | 3 | PPT |  |  | 0% | 0% | 0% | 0% | 0% | No cooling demand |  |  |  | No cooling demand | 1 | 1 | 1 | 1 | 1 | 1 | Other effects (e.g. people, electrical Appliances) | Percent [0 to 100%] |  | 0% | [8 empty] | Other effects (e.g. people, electrical Appliances) | Percent [0 to 100%] | 0% | 0% |  |  |  |  | No cooling demand |  |  |  | No cooling demand | Andere Effekts (e.g. Personen, Geräte/Technik) | Prozent [0 bis 100%] |  | 0% | [8 empty] | Other effects (e.g. people, electrical Appliances) | Percent [0 to 100%] |  | 0% | [8 empty] | Other effects (e.g. people, electrical Appliances) | Percent [0 to 100%] |  | 0% | [8 empty] | Other effects (e.g. people, electrical Appliances) | Percent [0 to 100%] |  | 0%
952 |  |  | BAU annual efficiency increase [-100 to 100%], decreasing cooling demand due to | [8 empty] | 0 | [12 empty] | BAU annual efficiency increase [-100 to 100%], decreasing cooling demand due to | [11 empty] | BAU annual efficiency increase [-100 to 100%], decreasing cooling demand due to | [12 empty] | Jährliche Effizienzverbesserung/verschlechterung [-100 to 100%], des Kältebedarfs durch | [11 empty] | BAU annual efficiency increase [-100 to 100%], decreasing cooling demand due to | [11 empty] | BAU annual efficiency increase [-100 to 100%], decreasing cooling demand due to | [11 empty] | BAU annual efficiency increase [-100 to 100%], decreasing cooling demand due to
953 | BA10_Residentials | b_de_co_le_ei_re | Losses through Infiltration | Percent [-100 to 100%] | 3 | Excel |  |  | 0% | 0% | 0% | 0% | 0% | [5 empty] | 1 | 1 | 1 | 1 | 1 | 1 | Losses through Infiltration | Percent [-100 to 100%] |  | 0% | [8 empty] | Losses through Infiltration | Percent [-100 to 100%] |  | 0% | [9 empty] | Verluste durch Infiltration | Prozent [-100 bis 100%] |  | 0% | [8 empty] | Losses through Infiltration | Percent [-100 to 100%] |  | 0% | [8 empty] | Losses through Infiltration | Percent [-100 to 100%] |  | 0% | [8 empty] | Losses through Infiltration | Percent [-100 to 100%] |  | 0%
954 | BA10_Residentials | b_de_co_ve_ei_re | Losses through ventilation | Percent [-100 to 100%] | 3 | Excel |  |  | 0% | 0% | 0% | 0% | 0% | [5 empty] | 1 | 1 | 1 | 1 | 1 | 1 | Losses through ventilation | Percent [-100 to 100%] |  | 0% | [8 empty] | Losses through ventilation | Percent [-100 to 100%] |  | 0% | [9 empty] | Verluste durch Lüftung | Prozent [-100 bis 100%] |  | 0% | [8 empty] | Losses through ventilation | Percent [-100 to 100%] |  | 0% | [8 empty] | Losses through ventilation | Percent [-100 to 100%] |  | 0% | [8 empty] | Losses through ventilation | Percent [-100 to 100%] |  | 0%
955 | BA10_Residentials | b_de_co_ot_ei_re | Other (e.g. electric appliances, people) | Percent [-100 to 100%] | 3 | Excel |  |  | 0% | 0% | 0% | 0% | 0% | [5 empty] | 1 | 1 | 1 | 1 | 1 | 1 | Other (e.g. electric appliances, people) | Percent [-100 to 100%] |  | 0% | [8 empty] | Other (e.g. electric appliances, people) | Percent [-100 to 100%] |  | 0% | [9 empty] | Andere Effekts (e.g. Personen, Geräte/Technik) | Prozent [-100 bis 100%] |  | 0% | [8 empty] | Other (e.g. electric appliances, people) | Percent [-100 to 100%] |  | 0% | [8 empty] | Other (e.g. electric appliances, people) | Percent [-100 to 100%] |  | 0% | [8 empty] | Other (e.g. electric appliances, people) | Percent [-100 to 100%] |  | 0%
956 | [11 empty] | 0
957 |  |  | Heat demand including warm water and efficiency increase | [8 empty] | 0 | [12 empty] | Heat demand including warm water and efficiency increase | [11 empty] | Heat demand including warm water and efficiency increase | [12 empty] | Wärmebedarf inklusive Warmwasser und Effizienzsteigerung | [11 empty] | Heat demand including warm water and efficiency increase | [11 empty] | Heat demand including warm water and efficiency increase | [11 empty] | Heat demand including warm water and efficiency increase
958 | BA10_Residentials | b_de_he_bl_re | Total heat demand in baseline | Kilowatt hours per square meter per year (kWh/m2*a) | 1 | PPT |  |  | 137.4 | 137.4 | 0 | 0 | 0 | City owned buildings, City of Helsinki Public Works Department, Kaupungin omistamien rakennusten energiankulutustiedot (2014), district heating, heated spaces only | 2013 | Average, City | Extrapolated | weather-correction | 3.1546 | 1 | 1 | 1 | 1 | 1 | Total heat demand in baseline | Energy Use Intensity (EUI) or thousand BTU per square foot per year [kBtu/ft2 per yr] |  | 0 | [8 empty] | Total heat demand in baseline | Kilowatt hours per square meter per year (kWh/m2*a) | 137.4 | 137.4 |  |  |  |  | City owned buildings, City of Helsinki Public Works Department, Kaupungin omistamien rakennusten energiankulutustiedot (2014), district heating, heated spaces only | 2013 | Average, City | Extrapolated | weather-correction | Gesamt Wärmebedarf | Kilowatt stunden pro Quadratmeter pro Jahr (kWh/m2*a) |  | 0 | [8 empty] | Total heat demand in baseline | Kilowatt hours per square meter per year (kWh/m2*a) |  | 0 | [8 empty] | Total heat demand in baseline | Kilowatt hours per square meter per year (kWh/m2*a) |  | 0 | [8 empty] | Total heat demand in baseline | Kilowatt hours per square meter per year (kWh/m2*a) |  | 0
959 |  |  | Share of heat demand in baseline due to losses through | [8 empty] | 0% | [12 empty] | Share of heat demand in baseline due to losses through |  | 0% | 0% | 0% | 0% | 0% | [5 empty] | Share of heat demand in baseline due to losses through |  | 100% | 100% | 0% | 0% |  | 0% | [5 empty] | Anteil Wärmebedarf durch Verluste von |  | 0% | 0% | 0% | 0% | 0% | [5 empty] | Share of heat demand in baseline due to losses through |  | 0% | 0% | 0% | 0% | 0% | [5 empty] | Share of heat demand in baseline due to losses through |  | 0% | 0% | 0% | 0% | 0% | [5 empty] | Share of heat demand in baseline due to losses through |  | 0% | 0% | 0% | 0% | 0%
960 | BA10_Residentials | b_de_he_le_bl_sh_re | Infiltration | Percent [0 to 100%] | 3 | PPT |  |  | 0% | 0% | 0% | 0% | 0% | Jari Virta and Petri Pylsy, Taloyhtiön energiakirja s. 19 |  |  |  | Energy balance of a typical apartment building in 1960-1980 | 1 | 1 | 1 | 1 | 1 | 1 | Infiltration | Percent [0 to 100%] |  | 0% | [8 empty] | Infiltration | Percent [0 to 100%] | 0% | 0% |  |  |  |  | Jari Virta and Petri Pylsy, Taloyhtiön energiakirja s. 19 |  |  |  | Energy balance of a typical apartment building in 1960-1980 | Infiltration | Prozent [0 bis 100%] |  | 0% | [8 empty] | Infiltration | Percent [0 to 100%] |  | 0% | [8 empty] | Infiltration | Percent [0 to 100%] |  | 0% | [8 empty] | Infiltration | Percent [0 to 100%] |  | 0%
961 | BA10_Residentials | b_de_he_ve_bl_sh_re | ventilation | Percent [0 to 100%] | 3 | PPT |  |  | 36.5% | 36.5% | 0% | 0% | 0% | Jari Virta and Petri Pylsy, Taloyhtiön energiakirja s. 20 |  |  |  | Apartment buildings built in 1960-1980 account for 34 % of the building stock built (in 2014). | 1 | 1 | 1 | 1 | 1 | 1 | ventilation | Percent [0 to 100%] |  | 0% | [8 empty] | ventilation | Percent [0 to 100%] | 36.5% | 36.5% |  |  |  |  | Jari Virta and Petri Pylsy, Taloyhtiön energiakirja s. 20 |  |  |  | Apartment buildings built in 1960-1980 account for 34 % of the building stock built (in 2014). | Lüftung | Prozent [0 bis 100%] |  | 0% | [8 empty] | ventilation | Percent [0 to 100%] |  | 0% | [8 empty] | ventilation | Percent [0 to 100%] |  | 0% | [8 empty] | ventilation | Percent [0 to 100%] |  | 0%
962 | BA10_Residentials | b_de_he_wa_bl_sh_re | walls | Percent [0 to 100%] | 3 | PPT |  |  | 15% | 15% | 0% | 0% | 0% | Jari Virta and Petri Pylsy, Taloyhtiön energiakirja s. 21 |  |  |  | The row houses built in 1970-1990 account for 5 % of the total building stock. The values for row houses differ, but the values are approximates anyway so it was not seen feasible to use these and take an weighed average. | 1 | 1 | 1 | 1 | 1 | 1 | walls | Percent [0 to 100%] |  | 0% | [8 empty] | walls | Percent [0 to 100%] | 15% | 15% |  |  |  |  | Jari Virta and Petri Pylsy, Taloyhtiön energiakirja s. 21 |  |  |  | The row houses built in 1970-1990 account for 5 % of the total building stock. The values for row houses differ, but the values are approximates anyway so it was not seen feasible to use these and take an weighed average. | Wand | Prozent [0 bis 100%] |  | 0% | [8 empty] | walls | Percent [0 to 100%] |  | 0% | [8 empty] | walls | Percent [0 to 100%] |  | 0% | [8 empty] | walls | Percent [0 to 100%] |  | 0%
963 | BA10_Residentials | b_de_he_wi_bl_sh_re | windows | Percent [0 to 100%] | 3 | PPT |  |  | 20% | 20% | 0% | 0% | 0% | Jari Virta and Petri Pylsy, Taloyhtiön energiakirja s. 22 |  |  |  |  | 1 | 1 | 1 | 1 | 1 | 1 | windows | Percent [0 to 100%] |  | 0% | [8 empty] | windows | Percent [0 to 100%] | 20% | 20% |  |  |  |  | Jari Virta and Petri Pylsy, Taloyhtiön energiakirja s. 22 |  |  |  |  | Fenster | Prozent [0 bis 100%] |  | 0% | [8 empty] | windows | Percent [0 to 100%] |  | 0% | [8 empty] | windows | Percent [0 to 100%] |  | 0% | [8 empty] | windows | Percent [0 to 100%] |  | 0%
964 | BA10_Residentials | b_de_he_fl_bl_sh_re | floors | Percent [0 to 100%] | 3 | PPT |  |  | 5.5% | 5.5% | 0% | 0% | 0% | Jari Virta and Petri Pylsy, Taloyhtiön energiakirja s. 23 |  |  |  |  | 1 | 1 | 1 | 1 | 1 | 1 | floors | Percent [0 to 100%] |  | 0% | [8 empty] | floors | Percent [0 to 100%] | 5.5% | 5.5% |  |  |  |  | Jari Virta and Petri Pylsy, Taloyhtiön energiakirja s. 23 |  |  |  |  | Boden | Prozent [0 bis 100%] |  | 0% | [8 empty] | floors | Percent [0 to 100%] |  | 0% | [8 empty] | floors | Percent [0 to 100%] |  | 0% | [8 empty] | floors | Percent [0 to 100%] |  | 0%
965 | BA10_Residentials | b_de_he_ro_bl_sh_re | roofs | Percent [0 to 100%] | 3 | PPT |  |  | 5% | 5% | 0% | 0% | 0% | Jari Virta and Petri Pylsy, Taloyhtiön energiakirja s. 24 |  |  |  |  | 1 | 1 | 1 | 1 | 1 | 1 | roofs | Percent [0 to 100%] |  | 0% | [8 empty] | roofs | Percent [0 to 100%] | 5% | 5% |  |  |  |  | Jari Virta and Petri Pylsy, Taloyhtiön energiakirja s. 24 |  |  |  |  | Dach | Prozent [0 bis 100%] |  | 0% | [8 empty] | roofs | Percent [0 to 100%] |  | 0% | [8 empty] | roofs | Percent [0 to 100%] |  | 0% | [8 empty] | roofs | Percent [0 to 100%] |  | 0%
966 | BA10_Residentials | b_de_he_ot_bl_sh_re | Other losses | Percent [0 to 100%] | 3 | PPT |  |  | 18% | 18% | 0% | 0% | 0% | Jari Virta and Petri Pylsy, Taloyhtiön energiakirja s. 25 |  |  |  |  | 1 | 1 | 1 | 1 | 1 | 1 | Other losses | Percent [0 to 100%] |  | 0% | [8 empty] | Other losses | Percent [0 to 100%] | 18% | 18% |  |  |  |  | Jari Virta and Petri Pylsy, Taloyhtiön energiakirja s. 25 |  |  |  |  | Andere | Prozent [0 bis 100%] |  | 0% | [8 empty] | Other losses | Percent [0 to 100%] |  | 0% | [8 empty] | Other losses | Percent [0 to 100%] |  | 0% | [8 empty] | Other losses | Percent [0 to 100%] |  | 0%
967 | BA10_Residentials | b_de_he_ww_bl_sh_re | warm water | Percent [0 to 100%] | 3 | Excel |  |  | 0% | 0% | 0% | 0% | 0% | [5 empty] | 1 | 1 | 1 | 1 | 1 | 1 | warm water | Percent [0 to 100%] |  | 0% | [8 empty] | warm water | Percent [0 to 100%] | 0% | 0% | [9 empty] | Anteil Wärmebedarf für Warmwasser | Prozent [0 bis 100%] |  | 0% | [8 empty] | warm water | Percent [0 to 100%] |  | 0% | [8 empty] | warm water | Percent [0 to 100%] |  | 0% | [8 empty] | warm water | Percent [0 to 100%] |  | 0%
968 |  |  | BAU annual Efficiency increase [-100 to 100%, decreasing thermal losses through | [8 empty] | 0 | [12 empty] | BAU annual Efficiency increase [-100 to 100%, decreasing thermal losses through | [11 empty] | BAU annual Efficiency increase [-100 to 100%, decreasing thermal losses through | [12 empty] | Jährliche Effizienzverbesserung/verschlechterung [-100 to 100%], des Wärmebedarfs durch | [11 empty] | BAU annual Efficiency increase [-100 to 100%, decreasing thermal losses through | [11 empty] | BAU annual Efficiency increase [-100 to 100%, decreasing thermal losses through | [11 empty] | BAU annual Efficiency increase [-100 to 100%, decreasing thermal losses through
969 | BA10_Residentials | b_de_he_le_ei_re | Infiltration | Percent [-100 to 100%] | 3 | Excel |  |  | 0% | 0% | 0% | 0% | 0% | [5 empty] | 1 | 1 | 1 | 1 | 1 | 1 | Infiltration | Percent [-100 to 100%] |  | 0% | [8 empty] | Infiltration | Percent [-100 to 100%] |  | 0% | [9 empty] | Infiltration | Prozent [-100 bis 100%] |  | 0% | [8 empty] | Infiltration | Percent [-100 to 100%] |  | 0% | [8 empty] | Infiltration | Percent [-100 to 100%] |  | 0% | [8 empty] | Infiltration | Percent [-100 to 100%] |  | 0%
970 | BA10_Residentials | b_de_he_ve_ei_re | Ventilation | Percent [-100 to 100%] | 3 | Excel |  |  | 0% | 0% | 0% | 0% | 0% | [5 empty] | 1 | 1 | 1 | 1 | 1 | 1 | Ventilation | Percent [-100 to 100%] |  | 0% | [8 empty] | Ventilation | Percent [-100 to 100%] |  | 0% | [9 empty] | Lüftung | Prozent [-100 bis 100%] |  | 0% | [8 empty] | Ventilation | Percent [-100 to 100%] |  | 0% | [8 empty] | Ventilation | Percent [-100 to 100%] |  | 0% | [8 empty] | Ventilation | Percent [-100 to 100%] |  | 0%
971 | BA10_Residentials | b_de_he_fl_ei_re | Floors | Percent [-100 to 100%] | 3 | Excel |  |  | 0% | 0% | 0% | 0% | 0% | [5 empty] | 1 | 1 | 1 | 1 | 1 | 1 | Floors | Percent [-100 to 100%] |  | 0% | [8 empty] | Floors | Percent [-100 to 100%] |  | 0% | [9 empty] | Boden | Prozent [-100 bis 100%] |  | 0% | [8 empty] | Floors | Percent [-100 to 100%] |  | 0% | [8 empty] | Floors | Percent [-100 to 100%] |  | 0% | [8 empty] | Floors | Percent [-100 to 100%] |  | 0%
972 | BA10_Residentials | b_de_he_ro_ei_re | Roofs | Percent [-100 to 100%] | 3 | Excel |  |  | 0% | 0% | 0% | 0% | 0% | [5 empty] | 1 | 1 | 1 | 1 | 1 | 1 | Roofs | Percent [-100 to 100%] |  | 0% | [8 empty] | Roofs | Percent [-100 to 100%] |  | 0% | [9 empty] | Dach | Prozent [-100 bis 100%] |  | 0% | [8 empty] | Roofs | Percent [-100 to 100%] |  | 0% | [8 empty] | Roofs | Percent [-100 to 100%] |  | 0% | [8 empty] | Roofs | Percent [-100 to 100%] |  | 0%
973 | BA10_Residentials | b_de_he_ot_ei_re | Other reasons | Percent [-100 to 100%] | 3 | Excel |  |  | 0% | 0% | 0% | 0% | 0% | [5 empty] | 1 | 1 | 1 | 1 | 1 | 1 | Other reasons | Percent [-100 to 100%] |  | 0% | [8 empty] | Other reasons | Percent [-100 to 100%] |  | 0% | [9 empty] | Andere | Prozent [-100 bis 100%] |  | 0% | [8 empty] | Other reasons | Percent [-100 to 100%] |  | 0% | [8 empty] | Other reasons | Percent [-100 to 100%] |  | 0% | [8 empty] | Other reasons | Percent [-100 to 100%] |  | 0%
974 | BA10_Residentials | b_de_he_ww_ei_re | BAU annual Efficiency increase decreasing warm water demand | Percent [-100 to 100%] | 3 | Excel |  |  | 0% | 0% | 0% | 0% | 0% | [5 empty] | 1 | 1 | 1 | 1 | 1 | 1 | BAU annual Efficiency increase decreasing warm water demand | Percent [-100 to 100%] |  | 0% | [8 empty] | BAU annual Efficiency increase decreasing warm water demand | Percent [-100 to 100%] |  | 0% | [9 empty] | Jährliche Effizienzverbesserung/verschlechtung Warmwasserbedarf | Prozent [-100 bis 100%] |  | 0% | [8 empty] | BAU annual Efficiency increase decreasing warm water demand | Percent [-100 to 100%] |  | 0% | [8 empty] | BAU annual Efficiency increase decreasing warm water demand | Percent [-100 to 100%] |  | 0% | [8 empty] | BAU annual Efficiency increase decreasing warm water demand | Percent [-100 to 100%] |  | 0%
975 | [11 empty] | 0
976 |  |  | Lever specific parameter | [8 empty] | 0 | [12 empty] | Lever specific parameter | [11 empty] | Lever specific parameter | [12 empty] | Hebel spezifische Parameter | [11 empty] | Lever specific parameter | [11 empty] | Lever specific parameter | [11 empty] | Lever specific parameter
977 | BA10_Residentials | b_ra_waa_re | Ratio of wall area / effective area | Ratio [-] | 3 | PPT |  |  | 0.3205 | 0.3205 | 0 | 0 | 0 | Technical University of Cottbus, Zur Kostenplanung von Außenwänden in frühen Planungsphasen (2007) https://www-docs.tu-cottbus.de/bauoekonomie/public/Forschung/Publikationen/Kalusche-Wolfdietrich/2007/50_fassaden-vortrag.pdf | 2007 |  |  |  | 1 | 1 | 1 | 1 | 1 | 1 | Ratio of wall area / effective area | Ratio [-] |  | 0 | [8 empty] | Ratio of wall area / effective area | Ratio [-] | 0.3205 | 0.3205 |  |  |  |  | Technical University of Cottbus, Zur Kostenplanung von Außenwänden in frühen Planungsphasen (2007) https://www-docs.tu-cottbus.de/bauoekonomie/public/Forschung/Publikationen/Kalusche-Wolfdietrich/2007/50_fassaden-vortrag.pdf | 2007 |  |  |  | Verhältnis zwischen Wandfläche / effektive Fläche | Ratio [-] |  | 0 | [8 empty] | Ratio of wall area / effective area | Ratio [-] |  | 0 | [8 empty] | Ratio of wall area / effective area | Ratio [-] |  | 0 | [8 empty] | Ratio of wall area / effective area | Ratio [-] |  | 0
978 | BA10_Residentials | b_ra_wwa_re | Ratio of window/effective area | Ratio [-] | 3 | PPT |  |  | 0.16667 | 0.16667 | 0 | 0 | 0 | Wetzel_Relation_windows_effective_area_CALCON.pdf, p. 9 | 2007 |  |  |  | 1 | 1 | 1 | 1 | 1 | 1 | Ratio of window/effective area | Ratio [-] |  | 0 | [8 empty] | Ratio of window/effective area | Ratio [-] | 0.16667 | 0.16667 |  |  |  |  | Wetzel_Relation_windows_effective_area_CALCON.pdf, p. 9 | 2007 |  |  |  | Verhältnis zwischen Fenster/effektive Fläche | Ratio [-] |  | 0 | [8 empty] | Ratio of window/effective area | Ratio [-] |  | 0 | [8 empty] | Ratio of window/effective area | Ratio [-] |  | 0 | [8 empty] | Ratio of window/effective area | Ratio [-] |  | 0
979 | BA10_Residentials | b_gl_uv_wi_bl_re | U-value of windows in baseline (R=1/U) | Watts per square meter and Kelvin [W/m²*K] | 3 | PPT |  |  | 1.71 | 1.71 | 0 | 0 | 0 | Default data by Siemens |  |  |  | Calculated from Facta (apartment houses+row houses+leisure+detached) by grouping by year of construction and u-values from | 5.6783 | 1 | 1 | 1 | 1 | 1 | U-value of windows in baseline (R=1/U) | Btu per square foot per degree Farenheit per hour [Btu/ft2*0F*h] |  | 0 | [8 empty] | U-value of windows in baseline (R=1/U) | Watts per square meter and Kelvin [W/m²*K] | 1.71 | 1.71 |  |  |  |  | Default data by Siemens |  |  |  | Calculated from Facta (apartment houses+row houses+leisure+detached) by grouping by year of construction and u-values from | U-value Fenster (R=1/U) | Watts pro Quadratmeter and Kelvin [W/m²*K] |  | 0 | [8 empty] | U-value of windows in baseline (R=1/U) | Watts per square meter and Kelvin [W/m²*K] |  | 0 | [8 empty] | U-value of windows in baseline (R=1/U) | Watts per square meter and Kelvin [W/m²*K] |  | 0 | [8 empty] | U-value of windows in baseline (R=1/U) | Watts per square meter and Kelvin [W/m²*K] |  | 0
980 | BA10_Residentials | b_gl_gv_wi_bl_re | Solar heat gain coefficient "G-Value" of windows in baseline | Percent [0 to 100%] | 3 | PPT |  |  | 86% | 86% | 0% | 0% | 0% | European Commission, Green Public Procurement, Windows Technical Background Report (2010) http://ec.europa.eu/environment/gpp/pdf/windows_GPP_background_report.pdf | 2010 |  |  | Average Germany | 1 | 1 | 1 | 1 | 1 | 1 | Solar heat gain coefficient "G-Value" of windows in baseline | Percent [0 to 100%] |  | 0% | [8 empty] | Solar heat gain coefficient "G-Value" of windows in baseline | Percent [0 to 100%] | 86% | 86% |  |  |  |  | European Commission, Green Public Procurement, Windows Technical Background Report (2010) http://ec.europa.eu/environment/gpp/pdf/windows_GPP_background_report.pdf | 2010 |  |  | Average Germany | Solar Wärmezuwachskoeffizient "G-Value" Fenster | Prozent [0 bis 100%] |  | 0% | [8 empty] | Solar heat gain coefficient "G-Value" of windows in baseline | Percent [0 to 100%] |  | 0% | [8 empty] | Solar heat gain coefficient "G-Value" of windows in baseline | Percent [0 to 100%] |  | 0% | [8 empty] | Solar heat gain coefficient "G-Value" of windows in baseline | Percent [0 to 100%] |  | 0%
981 | BA10_Residentials | b_gl_gv_wi_ei_re | BAU annual Efficiency increase, decreasing of G-value of windows | Percent [-100 to 100%] | 3 | Excel |  |  | 0% | 0% | 0% | 0% | 0% | Default data by Siemens |  |  |  |  | 1 | 1 | 1 | 1 | 1 | 1 | BAU annual Efficiency increase, decreasing of G-value of windows | Percent [-100 to 100%] |  | 0% | [8 empty] | BAU annual Efficiency increase, decreasing of G-value of windows | Percent [-100 to 100%] | 0% | 0% |  |  |  |  | Default data by Siemens |  |  |  |  | Jährliche Effizienzsteigerung G-value Fenster | Prozent [-100 bis 100%] |  | 0% | [8 empty] | BAU annual Efficiency increase, decreasing of G-value of windows | Percent [-100 to 100%] |  | 0% | [8 empty] | BAU annual Efficiency increase, decreasing of G-value of windows | Percent [-100 to 100%] |  | 0% | [8 empty] | BAU annual Efficiency increase, decreasing of G-value of windows | Percent [-100 to 100%] |  | 0%
982 | BA10_Residentials | b_gl_uv_wi_ei_re | BAU annual Efficiency increase, decreasing of U-value of windows | Percent [-100 to 100%] | 3 | Excel |  |  | 0% | 0% | 0% | 0% | 0% | Default data by Siemens |  |  |  |  | 1 | 1 | 1 | 1 | 1 | 1 | BAU annual Efficiency increase, decreasing of U-value of windows | Percent [-100 to 100%] |  | 0% | [8 empty] | BAU annual Efficiency increase, decreasing of U-value of windows | Percent [-100 to 100%] | 0% | 0% |  |  |  |  | Default data by Siemens |  |  |  |  | Jährliche Effizienzsteigerung U-value Fenster | Prozent [-100 bis 100%] |  | 0% | [8 empty] | BAU annual Efficiency increase, decreasing of U-value of windows | Percent [-100 to 100%] |  | 0% | [8 empty] | BAU annual Efficiency increase, decreasing of U-value of windows | Percent [-100 to 100%] |  | 0% | [8 empty] | BAU annual Efficiency increase, decreasing of U-value of windows | Percent [-100 to 100%] |  | 0%
983 | BA10_Residentials | b_wi_uv_wa_bl_re | U-value of building walls in baseline (R=1/U) | Watts per square meter and Kelvin [W/m²*K] | 3 | PPT |  |  | 0.36 | 0.36 | 0 | 0 | 0 | Default data by Siemens |  |  |  |  | 5.6783 | 1 | 1 | 1 | 1 | 1 | U-value of building walls in baseline (R=1/U) | Btu per square foot per degree Farenheit per hour [Btu/ft2*0F*h] |  | 0 | [8 empty] | U-value of building walls in baseline (R=1/U) | Watts per square meter and Kelvin [W/m²*K] | 0.36 | 0.36 |  |  |  |  | Default data by Siemens |  |  |  |  | U-value Gebäude Wand (R=1/U) | Watts pro Quadratmeter and Kelvin [W/m²*K] |  | 0 | [8 empty] | U-value of building walls in baseline (R=1/U) | Watts per square meter and Kelvin [W/m²*K] |  | 0 | [8 empty] | U-value of building walls in baseline (R=1/U) | Watts per square meter and Kelvin [W/m²*K] |  | 0 | [8 empty] | U-value of building walls in baseline (R=1/U) | Watts per square meter and Kelvin [W/m²*K] |  | 0
984 |  |  | Average run time per year of | [8 empty] | 0 | [12 empty] | Average run time per year of | [11 empty] | Average run time per year of | [12 empty] | Durchschnittliche Betriebszeit pro Jahr von | [11 empty] | Average run time per year of | [11 empty] | Average run time per year of | [11 empty] | Average run time per year of
985 | BA10_Residentials | b_li_rt_in_re | Incandescent lamps | Hours/year [h/a] | 3 | Excel |  |  | 536 | 536 | 0 | 0 | 0 | EU Lot 19: Domestic lighting - Preparatory Studies for Eco-design Requirements of EuPs http://www.eup4light.net/assets/pdffiles/Final_part1_2/EuP_Domestic_Project_report_V10.pdf | 2009 | Average Germany |  | Average Germany | 1 | 1 | 1 | 1 | 1 | 1 | Incandescent lamps | Hours/year [h/a] |  | 0 | [8 empty] | Incandescent lamps | Hours/year [h/a] | 536 | 536 |  |  |  |  | EU Lot 19: Domestic lighting - Preparatory Studies for Eco-design Requirements of EuPs http://www.eup4light.net/assets/pdffiles/Final_part1_2/EuP_Domestic_Project_report_V10.pdf | 2009 | Average Germany |  | Average Germany | Glühlampen | stunden/Jahr [h/a] |  | 0 | [8 empty] | Incandescent lamps | Hours/year [h/a] |  | 0 | [8 empty] | Incandescent lamps | Hours/year [h/a] |  | 0 | [8 empty] | Incandescent lamps | Hours/year [h/a] |  | 0
986 | BA10_Residentials | b_li_rt_cf_re | Compact fluorescent lamps | Hours/year [h/a] | 3 | Excel |  |  | 974 | 974 | 0 | 0 | 0 | EU Lot 19: Domestic lighting - Preparatory Studies for Eco-design Requirements of EuPs | 2009 | Average Germany |  | Average Germany | 1 | 1 | 1 | 1 | 1 | 1 | Compact fluorescent lamps | Hours/year [h/a] |  | 0 | [8 empty] | Compact fluorescent lamps | Hours/year [h/a] | 974 | 974 |  |  |  |  | EU Lot 19: Domestic lighting - Preparatory Studies for Eco-design Requirements of EuPs | 2009 | Average Germany |  | Average Germany | KompaktLeuchtstofflampe | stunden/Jahr [h/a] |  | 0 | [8 empty] | Compact fluorescent lamps | Hours/year [h/a] |  | 0 | [8 empty] | Compact fluorescent lamps | Hours/year [h/a] |  | 0 | [8 empty] | Compact fluorescent lamps | Hours/year [h/a] |  | 0
987 | BA10_Residentials | b_li_rt_fl_re | Fluorescent lamps | Hours/year [h/a] | 3 | Excel |  |  | 607 | 607 | 0 | 0 | 0 | EU Lot 19: Domestic lighting - Preparatory Studies for Eco-design Requirements of EuPs | 2009 | Average Germany |  | Average Germany | 1 | 1 | 1 | 1 | 1 | 1 | Fluorescent lamps | Hours/year [h/a] |  | 0 | [8 empty] | Fluorescent lamps | Hours/year [h/a] | 607 | 607 |  |  |  |  | EU Lot 19: Domestic lighting - Preparatory Studies for Eco-design Requirements of EuPs | 2009 | Average Germany |  | Average Germany | Leuchtstofflampe | stunden/Jahr [h/a] |  | 0 | [8 empty] | Fluorescent lamps | Hours/year [h/a] |  | 0 | [8 empty] | Fluorescent lamps | Hours/year [h/a] |  | 0 | [8 empty] | Fluorescent lamps | Hours/year [h/a] |  | 0
988 | BA10_Residentials | b_li_rt_haL_re | Low voltage halogen lamps | Hours/year [h/a] | 3 | Excel |  |  | 739 | 739 | 0 | 0 | 0 | EU Lot 19: Domestic lighting - Preparatory Studies for Eco-design Requirements of EuPs | 2009 | Average Germany |  | Average Germany | 1 | 1 | 1 | 1 | 1 | 1 | Low voltage halogen lamps | Hours/year [h/a] |  | 0 | [8 empty] | Low voltage halogen lamps | Hours/year [h/a] | 739 | 739 |  |  |  |  | EU Lot 19: Domestic lighting - Preparatory Studies for Eco-design Requirements of EuPs | 2009 | Average Germany |  | Average Germany | niederspannungshalogen Lampen | stunden/Jahr [h/a] |  | 0 | [8 empty] | Low voltage halogen lamps | Hours/year [h/a] |  | 0 | [8 empty] | Low voltage halogen lamps | Hours/year [h/a] |  | 0 | [8 empty] | Low voltage halogen lamps | Hours/year [h/a] |  | 0
989 | BA10_Residentials | b_li_rt_haM_re | Medium voltage halogen lamps | Hours/year [h/a] | 3 | Excel |  |  | 491 | 491 | 0 | 0 | 0 | EU Lot 19: Domestic lighting - Preparatory Studies for Eco-design Requirements of EuPs | 2009 | Average Germany |  | Average Germany | 1 | 1 | 1 | 1 | 1 | 1 | Medium voltage halogen lamps | Hours/year [h/a] |  | 0 | [8 empty] | Medium voltage halogen lamps | Hours/year [h/a] | 491 | 491 |  |  |  |  | EU Lot 19: Domestic lighting - Preparatory Studies for Eco-design Requirements of EuPs | 2009 | Average Germany |  | Average Germany | mittelspannungshalogen Lampen | stunden/Jahr [h/a] |  | 0 | [8 empty] | Medium voltage halogen lamps | Hours/year [h/a] |  | 0 | [8 empty] | Medium voltage halogen lamps | Hours/year [h/a] |  | 0 | [8 empty] | Medium voltage halogen lamps | Hours/year [h/a] |  | 0
990 |  |  | Share of | [8 empty] | 0% | [12 empty] | Share of |  | 0% | 0% | 0% | 0% | 0% | [5 empty] | Share of |  | 100% | 100% | 0% | 0% |  | 0% | [5 empty] | Anteil of |  | 0% | 0% | 0% | 0% | 0% | [5 empty] | Share of |  | 0% | 0% | 0% | 0% | 0% | [5 empty] | Share of |  | 0% | 0% | 0% | 0% | 0% | [5 empty] | Share of |  | 0% | 0% | 0% | 0% | 0%
991 | BA10_Residentials | b_li_sh_in_re | Incandescent lamps | Percent [0 to 100%] | 3 | Excel |  |  | 54% | 54% | 0% | 0% | 0% | VITO NV, Project Report Lot 19: Domestic lighting (Part 2) (2009) (p.20) http://www.valosto.com/tiedostot/EuP_Domestic2_Task3_V12a.pdf VITO NV, Project Report Lot 8: Office lighting (2007) (p.71) http://www.eup4light.net/assets/pdffiles/Final/VITO_EuP_Office_Lighting_Projectreport.pdf | 2009 | Average Germany |  | Average Germany | 1 | 1 | 1 | 1 | 1 | 1 | Incandescent lamps | Percent [0 to 100%] |  | 0% | [8 empty] | Incandescent lamps | Percent [0 to 100%] | 54% | 54% |  |  |  |  | VITO NV, Project Report Lot 19: Domestic lighting (Part 2) (2009) (p.20) http://www.valosto.com/tiedostot/EuP_Domestic2_Task3_V12a.pdf VITO NV, Project Report Lot 8: Office lighting (2007) (p.71) http://www.eup4light.net/assets/pdffiles/Final/VITO_EuP_Office_Lighting_Projectreport.pdf | 2009 | Average Germany |  | Average Germany | Glühlampen | Prozent [0 bis 100%] |  | 0% | [8 empty] | Incandescent lamps | Percent [0 to 100%] |  | 0% | [8 empty] | Incandescent lamps | Percent [0 to 100%] |  | 0% | [8 empty] | Incandescent lamps | Percent [0 to 100%] |  | 0%
992 | BA10_Residentials | b_li_sh_cf_re | Compact fluorescent lamps | Percent [0 to 100%] | 3 | Excel |  |  | 15% | 15% | 0% | 0% | 0% | VITO NV, Project Report Lot 19: Domestic lighting (Part 2) (2009) (p.20) http://www.valosto.com/tiedostot/EuP_Domestic2_Task3_V12a.pdf VITO NV, Project Report Lot 8: Office lighting (2007) (p.71) http://www.eup4light.net/assets/pdffiles/Final/VITO_EuP_Office_Lighting_Projectreport.pdf | 2009 | Average Germany |  | Average Germany | 1 | 1 | 1 | 1 | 1 | 1 | Compact fluorescent lamps | Percent [0 to 100%] |  | 0% | [8 empty] | Compact fluorescent lamps | Percent [0 to 100%] | 15% | 15% |  |  |  |  | VITO NV, Project Report Lot 19: Domestic lighting (Part 2) (2009) (p.20) http://www.valosto.com/tiedostot/EuP_Domestic2_Task3_V12a.pdf VITO NV, Project Report Lot 8: Office lighting (2007) (p.71) http://www.eup4light.net/assets/pdffiles/Final/VITO_EuP_Office_Lighting_Projectreport.pdf | 2009 | Average Germany |  | Average Germany | KompaktLeuchtstofflampe | Prozent [0 bis 100%] |  | 0% | [8 empty] | Compact fluorescent lamps | Percent [0 to 100%] |  | 0% | [8 empty] | Compact fluorescent lamps | Percent [0 to 100%] |  | 0% | [8 empty] | Compact fluorescent lamps | Percent [0 to 100%] |  | 0%
993 | BA10_Residentials | b_li_sh_fl_re | Fluorescent lamps | Percent [0 to 100%] | 3 | Excel |  |  | 8% | 8% | 0% | 0% | 0% | VITO NV, Project Report Lot 19: Domestic lighting (Part 2) (2009) (p.20) http://www.valosto.com/tiedostot/EuP_Domestic2_Task3_V12a.pdf VITO NV, Project Report Lot 8: Office lighting (2007) (p.71) http://www.eup4light.net/assets/pdffiles/Final/VITO_EuP_Office_Lighting_Projectreport.pdf | 2009 | Average Germany |  | Average Germany | 1 | 1 | 1 | 1 | 1 | 1 | Fluorescent lamps | Percent [0 to 100%] |  | 0% | [8 empty] | Fluorescent lamps | Percent [0 to 100%] | 8% | 8% |  |  |  |  | VITO NV, Project Report Lot 19: Domestic lighting (Part 2) (2009) (p.20) http://www.valosto.com/tiedostot/EuP_Domestic2_Task3_V12a.pdf VITO NV, Project Report Lot 8: Office lighting (2007) (p.71) http://www.eup4light.net/assets/pdffiles/Final/VITO_EuP_Office_Lighting_Projectreport.pdf | 2009 | Average Germany |  | Average Germany | Leuchtstofflampe | Prozent [0 bis 100%] |  | 0% | [8 empty] | Fluorescent lamps | Percent [0 to 100%] |  | 0% | [8 empty] | Fluorescent lamps | Percent [0 to 100%] |  | 0% | [8 empty] | Fluorescent lamps | Percent [0 to 100%] |  | 0%
994 | BA10_Residentials | b_li_sh_haL_re | Low voltage halogen lamps | Percent [0 to 100%] | 3 | Excel |  |  | 18% | 18% | 0% | 0% | 0% | VITO NV, Project Report Lot 19: Domestic lighting (Part 2) (2009) (p.20) http://www.valosto.com/tiedostot/EuP_Domestic2_Task3_V12a.pdf VITO NV, Project Report Lot 8: Office lighting (2007) (p.71) http://www.eup4light.net/assets/pdffiles/Final/VITO_EuP_Office_Lighting_Projectreport.pdf | 2009 | Average Germany |  | Average Germany | 1 | 1 | 1 | 1 | 1 | 1 | Low voltage halogen lamps | Percent [0 to 100%] |  | 0% | [8 empty] | Low voltage halogen lamps | Percent [0 to 100%] | 18% | 18% |  |  |  |  | VITO NV, Project Report Lot 19: Domestic lighting (Part 2) (2009) (p.20) http://www.valosto.com/tiedostot/EuP_Domestic2_Task3_V12a.pdf VITO NV, Project Report Lot 8: Office lighting (2007) (p.71) http://www.eup4light.net/assets/pdffiles/Final/VITO_EuP_Office_Lighting_Projectreport.pdf | 2009 | Average Germany |  | Average Germany | niederspannungshalogen Lampen | Prozent [0 bis 100%] |  | 0% | [8 empty] | Low voltage halogen lamps | Percent [0 to 100%] |  | 0% | [8 empty] | Low voltage halogen lamps | Percent [0 to 100%] |  | 0% | [8 empty] | Low voltage halogen lamps | Percent [0 to 100%] |  | 0%
995 | BA10_Residentials | b_li_sh_haM_re | Medium voltage halogen lamps | Percent [0 to 100%] | 3 | Excel |  |  | 5% | 5% | 0% | 0% | 0% | VITO NV, Project Report Lot 19: Domestic lighting (Part 2) (2009) (p.20) http://www.valosto.com/tiedostot/EuP_Domestic2_Task3_V12a.pdf VITO NV, Project Report Lot 8: Office lighting (2007) (p.71) http://www.eup4light.net/assets/pdffiles/Final/VITO_EuP_Office_Lighting_Projectreport.pdf | 2009 | Average Germany |  | Average Germany | 1 | 1 | 1 | 1 | 1 | 1 | Medium voltage halogen lamps | Percent [0 to 100%] |  | 0% | [8 empty] | Medium voltage halogen lamps | Percent [0 to 100%] | 5% | 5% |  |  |  |  | VITO NV, Project Report Lot 19: Domestic lighting (Part 2) (2009) (p.20) http://www.valosto.com/tiedostot/EuP_Domestic2_Task3_V12a.pdf VITO NV, Project Report Lot 8: Office lighting (2007) (p.71) http://www.eup4light.net/assets/pdffiles/Final/VITO_EuP_Office_Lighting_Projectreport.pdf | 2009 | Average Germany |  | Average Germany | mittelspannungshalogen Lampen | Prozent [0 bis 100%] |  | 0% | [8 empty] | Medium voltage halogen lamps | Percent [0 to 100%] |  | 0% | [8 empty] | Medium voltage halogen lamps | Percent [0 to 100%] |  | 0% | [8 empty] | Medium voltage halogen lamps | Percent [0 to 100%] |  | 0%
996 | [11 empty] | 0
997 |  |  | Lever Existing Situation (please enter value of % of total stock) | [8 empty] | 0 | [12 empty] | Lever Existing Situation (please enter value of % of total stock) | [11 empty] | Lever Existing Situation (please enter value of % of total stock) | [12 empty] | Hebel bereits vorhanden (bitte %Wert angeben bezogen auf Gesamtgebäudebestand) | [11 empty] | Lever Existing Situation (please enter value of % of total stock) | [11 empty] | Lever Existing Situation (please enter value of % of total stock) | [11 empty] | Lever Existing Situation (please enter value of % of total stock)
998 |  |  | Share of | [8 empty] | 0% | [12 empty] | Share of | [11 empty] | Share of | [12 empty] | Anteil | [11 empty] | Share of | [11 empty] | Share of | [11 empty] | Share of
999 | BA10_Residentials | b_wi_sh_re | Buildings with wall insulation | Percent [0 to 100%] | 1 | PPT |  |  | 100% | 100% | 0% | 0% | 0% | Team assumptions | 2015 |  |  | Wall Insulation defined as Building outside walls with a thermal transmission coefficient < 0.5 W/(m²*k). Average u-value of valls is 0,36 W/m2/K. | 1 | 1 | 1 | 1 | 1 | 1 | Buildings with wall insulation | Percent [0 to 100%] |  | 0% | [8 empty] | Buildings with wall insulation | Percent [0 to 100%] | 100% | 100% |  |  |  |  | Team assumptions | 2015 |  |  | Wall Insulation defined as Building outside walls with a thermal transmission coefficient < 0.5 W/(m²*k). Average u-value of valls is 0,36 W/m2/K. | Gebäude mit Wandisolation | Prozent [0 bis 100%] |  | 0% | [8 empty] | Buildings with wall insulation | Percent [0 to 100%] |  | 0% | [8 empty] | Buildings with wall insulation | Percent [0 to 100%] |  | 0% | [8 empty] | Buildings with wall insulation | Percent [0 to 100%] |  | 0%
1000 | BA10_Residentials | b_gl_sh_re | Buildings with high efficient glazing | Percent [0 to 100%] | 1 | PPT |  |  | 3% | 3% | 0% | 0% | 0% | Team assumptions | 2015 |  |  | High efficient glazing: Building outside windows with a thermal transmission coefficient < 1W/(m²*K), which is present only in the newest buildings. http://en.opasnet.org/w/Unit_heat_consumption_of_buildings_in_Finland | 1 | 1 | 1 | 1 | 1 | 1 | Buildings with high efficient glazing | Percent [0 to 100%] |  | 0% | [8 empty] | Buildings with high efficient glazing | Percent [0 to 100%] | 3% | 3% |  |  |  |  | Team assumptions | 2015 |  |  | High efficient glazing: Building outside windows with a thermal transmission coefficient < 1W/(m²*K), which is present only in the newest buildings. http://en.opasnet.org/w/Unit_heat_consumption_of_buildings_in_Finland | Gebäude mit effizienter Verglasung (Dopple oder Dreifach) | Prozent [0 bis 100%] |  | 0% | [8 empty] | Buildings with high efficient glazing | Percent [0 to 100%] |  | 0% | [8 empty] | Buildings with high efficient glazing | Percent [0 to 100%] |  | 0% | [8 empty] | Buildings with high efficient glazing | Percent [0 to 100%] |  | 0%
1001 | BA10_Residentials | b_li_sh_re | Buildings with efficient lighting | Percent [0 to 100%] | 1 | PPT |  |  | 5% | 5% | 0% | 0% | 0% | Team assumptions | 2015 |  |  | Efficient lighting introduced in the last 5 years during which 4 % of buildings were built. Retrofitting of buildings adds a small amout to this. (expert judgement) | 1 | 1 | 1 | 1 | 1 | 1 | Buildings with efficient lighting | Percent [0 to 100%] |  | 0% | [8 empty] | Buildings with efficient lighting | Percent [0 to 100%] | 5% | 5% |  |  |  |  | Team assumptions | 2015 |  |  | Efficient lighting introduced in the last 5 years during which 4 % of buildings were built. Retrofitting of buildings adds a small amout to this. (expert judgement) | Gebäude mit effizienter Beleuchtung | Prozent [0 bis 100%] |  | 0% | [8 empty] | Buildings with efficient lighting | Percent [0 to 100%] |  | 0% | [8 empty] | Buildings with efficient lighting | Percent [0 to 100%] |  | 0% | [8 empty] | Buildings with efficient lighting | Percent [0 to 100%] |  | 0%
1002 | BA10_Residentials | b_hem_sh_re | Buildings with Home Energy Monitoring | Percent [0 to 100%] | 1 | PPT |  |  | 0% | 0% | 0% | 0% | 0% | Team assumptions | 2015 |  |  | Real-time home energy monitoring only available in the new houses in Kalasatama, negligible number. | 1 | 1 | 1 | 1 | 1 | 1 | Buildings with Home Energy Monitoring | Percent [0 to 100%] |  | 0% | [8 empty] | Buildings with Home Energy Monitoring | Percent [0 to 100%] | 0% | 0% |  |  |  |  | Team assumptions | 2015 |  |  | Real-time home energy monitoring only available in the new houses in Kalasatama, negligible number. | Gebäude mit Home Energy Monitoring | Prozent [0 bis 100%] |  | 0% | [8 empty] | Buildings with Home Energy Monitoring | Percent [0 to 100%] |  | 0% | [8 empty] | Buildings with Home Energy Monitoring | Percent [0 to 100%] |  | 0% | [8 empty] | Buildings with Home Energy Monitoring | Percent [0 to 100%] |  | 0%
1003 | BA10_Residentials | b_hau_sh_re | Buildings with Home Automation | Percent [0 to 100%] | 1 | PPT |  |  | 0% | 0% | 0% | 0% | 0% | Team assumptions | 2015 |  |  | Advanced home automation only available in the new houses in Kalasatama, negligible number. | 1 | 1 | 1 | 1 | 1 | 1 | Buildings with Home Automation | Percent [0 to 100%] |  | 0% | [8 empty] | Buildings with Home Automation | Percent [0 to 100%] | 0% | 0% |  |  |  |  | Team assumptions | 2015 |  |  | Advanced home automation only available in the new houses in Kalasatama, negligible number. | Gebäude mit Home Automation | Prozent [0 bis 100%] |  | 0% | [8 empty] | Buildings with Home Automation | Percent [0 to 100%] |  | 0% | [8 empty] | Buildings with Home Automation | Percent [0 to 100%] |  | 0% | [8 empty] | Buildings with Home Automation | Percent [0 to 100%] |  | 0%
1004
1005
1006 | [36 empty] | ok
1007
1008
1009
1010
1011
1012
1013
1014
1015
1016
1017
1018
1019
1020
1021
1022
1023
1024
1025
1026
1027
1028
1029
1030
1031
1032
1033
1034
1035
1036
1037
1038
1039
1040
1041
1042
1043
1044
1045
1046
1047
1048
1049
1050
1051
1052
1053
1054
1055
1056
1057
1058
1059
1060
1061
1062
1063
1064
1065
1066
1067
1068
1069
1070
1071
1072
1073
1074
1075
1076
1077
1078
1079
1080
1081
1082
1083
1084
1085
1086
1087
1088
1089
1090
1091
1092
1093
1094
1095
1096
1097
1098
1099
1100
No transfer to summary below this line
Note on K21: Same as initial baseline data, if there is no forcast of today available in the source.
Note on AE21: Same as initial baseline data, if there is no forcast of today available in the source.
Note on BS21: Same as initial baseline data, if there is no forcast of today available in the source.
Note on CF21: Same as initial baseline data, if there is no forcast of today available in the source.
Note on CS21: Same as initial baseline data, if there is no forcast of today available in the source.

## 6.0_Input Non Residential
1101 |  |  | Master | [15 empty] | Conversion factors | [5 empty] | US Template | [11 empty] | International English Template | [12 empty] | German Template | [11 empty] | Chinese Template | [11 empty] | Spanish Template | [11 empty] | French Template
1102 | Project | Project: | CYPT | [21 empty] | CYPT | [11 empty] | CYPT | [12 empty] | CYPT | [11 empty] | CYPT | [11 empty] | CYPT | [11 empty] | CYPT
1103 |  | City Data: | Helsinki | [21 empty] | <Input for city name> | [11 empty] | Helsinki | [12 empty] | Helsinki | [11 empty] | Helsinki | [11 empty] | Helsinki | [11 empty] | Helsinki
1104 | Legend:
1105 |  |  | Overview current sheet | [21 empty] | Overview current sheet | [11 empty] | Overview current sheet | [12 empty] | Überblick der Seite | [11 empty] | Overview current sheet | [11 empty] | Overview current sheet | [11 empty] | Overview current sheet
1106 |  |  | shall be reported | [21 empty] | shall be reported | [11 empty] | shall be reported | [12 empty] | Eingabe erfürderlich | [11 empty] | shall be reported | [11 empty] | shall be reported | [11 empty] | shall be reported
1107 |  |  | Alternative if necessary value not available, orange becomes necessary | [21 empty] | Alternative if necessary value not available, orange becomes necessary | [11 empty] | Alternative if necessary value not available, orange becomes necessary | [12 empty] | Alternative Eingabemöglichkeit für vorangegangene Parameter | [11 empty] | Alternative if necessary value not available, orange becomes necessary | [11 empty] | Alternative if necessary value not available, orange becomes necessary | [11 empty] | Alternative if necessary value not available, orange becomes necessary
1108 |  |  | if available, business as usual (according to ongoing activities and action plans in place): if no data forecasts available we take the baseline data for the following years as well | [21 empty] | if available, business as usual (according to ongoing activities and action plans in place): if no data forecasts available we take the baseline data for the following years as well | [11 empty] | if available, business as usual (according to ongoing activities and action plans in place): if no data forecasts available we take the baseline data for the following years as well | [12 empty] | falls verfügbar aus vorhandener Planung, falls keine Daten vorhanden sind, werden die Daten aus dem Basisjahr genommen und ggf. entsprechend des Bedarfs skaliert | [11 empty] | if available, business as usual (according to ongoing activities and action plans in place): if no data forecasts available we take the baseline data for the following years as well | [11 empty] | if available, business as usual (according to ongoing activities and action plans in place): if no data forecasts available we take the baseline data for the following years as well | [11 empty] | if available, business as usual (according to ongoing activities and action plans in place): if no data forecasts available we take the baseline data for the following years as well
1109 |  |  | Automatically interpolated to year today. Can be overwritten (in this case use red letters) | [21 empty] | Automatically interpolated to year today. Can be overwritten (in this case use red letters) | [11 empty] | Automatically interpolated to year today. Can be overwritten (in this case use red letters) | [12 empty] | Automatische Interpolation des aktuellen Jahre, basierend aus Basisjahr und fürtschreibung 2020. Kann überschrieben werden, falls daten vorhanden sind (in diesem Fall Schrift rot verwenden) | [11 empty] | Automatically interpolated to year today. Can be overwritten (in this case use red letters) | [11 empty] | Automatically interpolated to year today. Can be overwritten (in this case use red letters) | [11 empty] | Automatically interpolated to year today. Can be overwritten (in this case use red letters)
1110 |  |  | nice to have Helsinki specific factor otherwise we adapt standard data or other studies | [21 empty] | nice to have <Input for city name> specific factor otherwise we adapt standard data or other studies | [11 empty] | nice to have Helsinki specific factor otherwise we adapt standard data or other studies | [12 empty] | Daten spezifisch für Helsinki wären gut, ansonsten werden Standarddaten, oder andere Studien herangezogen | [11 empty] | nice to have Helsinki specific factor otherwise we adapt standard data or other studies | [11 empty] | nice to have Helsinki specific factor otherwise we adapt standard data or other studies | [11 empty] | nice to have Helsinki specific factor otherwise we adapt standard data or other studies
1111 |  |  | First data delivery | Date | [20 empty] | First data delivery | Date | [10 empty] | First data delivery | Date | [11 empty] | 1. Datenerhebung | Datum | [10 empty] | First data delivery | Date | [10 empty] | First data delivery | Date | [10 empty] | First data delivery | Date
1112 |  |  | First update | Date | [20 empty] | First update | Date | [10 empty] | First update | Date | [11 empty] | 1. Datenaktualisierung | Datum | [10 empty] | First update | Date | [10 empty] | First update | Date | [10 empty] | First update | Date
1113 |  |  | Second update | Date | [20 empty] | Second update | Date | [10 empty] | Second update | Date | [11 empty] | 2. Datenaktualisierung | Datum | [10 empty] | Second update | Date | [10 empty] | Second update | Date | [10 empty] | Second update | Date
1114 |  |  | Third update | Date | [20 empty] | Third update | Date | [10 empty] | Third update | Date | [11 empty] | 3. Datenaktualisierung | Datum | [10 empty] | Third update | Date | [10 empty] | Third update | Date | [10 empty] | Third update | Date
1115 |  |  | Fourth update | Date | [20 empty] | Fourth update | Date | [10 empty] | Fourth update | Date | [11 empty] | 4. Datenaktualisierung | Datum | [10 empty] | Fourth update | Date | [10 empty] | Fourth update | Date | [10 empty] | Fourth update | Date
1116 |  |  | Data Overview: | [21 empty] | Data Overview: | [11 empty] | Data Overview: | [12 empty] | Datenüberblick | [11 empty] | Data Overview: | [11 empty] | Data Overview: | [11 empty] | Data Overview:
1117 |  |  | Energy demand (electricity and heat) | [21 empty] | Energy demand (electricity and heat) | [11 empty] | Energy demand (electricity and heat) | [12 empty] | Energiebedarf | [11 empty] | Energy demand (electricity and heat) | [11 empty] | Energy demand (electricity and heat) | [11 empty] | Energy demand (electricity and heat)
1118 |  |  | Thermal losses | [21 empty] | Thermal losses | [11 empty] | Thermal losses | [12 empty] | Thermische Verluste | [11 empty] | Thermal losses | [11 empty] | Thermal losses | [11 empty] | Thermal losses
1119 |  |  | Annual efficiency improvements BAU | [21 empty] | Annual efficiency improvements BAU | [11 empty] | Annual efficiency improvements BAU | [12 empty] | Jährliche Effizienzverbesserung | [11 empty] | Annual efficiency improvements BAU | [11 empty] | Annual efficiency improvements BAU | [11 empty] | Annual efficiency improvements BAU
1120 | Parameter Specifications | [7 empty] | Data | Forecast Data |  |  |  | Data Specifications: please specify source of data and additional information regarding data quality | [12 empty] | Data | Forecast Data |  |  |  | Data Specifications: please specify source of data and additional information regarding data quality | [6 empty] | Data | Forecast Data |  |  |  |  | Data Specifications: please specify source of data and additional information regarding data quality | [6 empty] | Daten | Forecast Data |  |  |  | Daten Spezifikation: Quellen durchnummieren, links und Angaben zur Daten Qualität etc. | [6 empty] | Data | Forecast Data |  |  |  | Data Specifications: please specify source of data and additional information regarding data quality | [6 empty] | Data | Forecast Data |  |  |  | Data Specifications: please specify source of data and additional information regarding data quality | [6 empty] | Data | Forecast Data |  |  |  | Data Specifications: please specify source of data and additional information regarding data quality
1121 | Parameter sets | Parameter | Parameter unit of measure and description | unit of measure | Priority | Auxiliaries | left empty intentionally | left empty intentionally | Baseline | Today | 2020 | 2025 | 2050 | Reference/Source | Year of baseline data | Type of baseline data | Quality of data | Comments & limitations | conversion | conversion factor (International English to Master) | conversion factor (German to Master) | conversion factor (Chinese to Master) | conversion factor (Spanish to Master) | conversion factor (French to Master) | Parameter unit of measure and description | unit of measure | Baseline | Today | 2020 | 2025 | 2050 | Reference/Source | Year of baseline data | Type of baseline data | Quality of data | Comments & limitations | Parameter unit of measure and description | unit of measure | Baseline | Today | 2020 | 2025 | 2030 | 2050 | Reference/Source | Year of baseline data | Type of baseline data | Quality of data | Comments & limitations | Parameter | Einheit | Datenbasis | Heute | 2020 | 2025 | 2050 | Quelle | Jahr aus dem die Basisdaten sind | Art der Basisdaten | Qualität | Kommentare oder Einschränkungen z.B. Gültigkeit der Daten | Parameter unit of measure and description | unit of measure | Baseline | Today | 2020 | 2025 | 2050 | Reference/Source | Year of baseline data | Type of baseline data | Quality of data | Comments & limitations | Parameter unit of measure and description | unit of measure | Baseline | Today | 2020 | 2025 | 2050 | Reference/Source | Year of baseline data | Type of baseline data | Quality of data | Comments & limitations | Parameter unit of measure and description | unit of measure | Baseline | Today | 2020 | 2025 | 2050 | Reference/Source | Year of baseline data | Type of baseline data | Quality of data | Comments & limitations
1122 | [15 empty] | Average, City | Statistics | [16 empty] | Average, City | Statistics | [11 empty] | Average, City | Statistics | [10 empty] | Stadtmittelwert | Statistik | [10 empty] | Average, City | Statistics | [10 empty] | Average, City | Statistics | [10 empty] | Average, City | Statistics
1123 | [15 empty] | Example, city | Extrapolated | [16 empty] | Example, city | Extrapolated | [11 empty] | Example, city | Extrapolated | [10 empty] | Beispielfall, Stadt | Extrapoliert | [10 empty] | Example, city | Extrapolated | [10 empty] | Example, city | Extrapolated | [10 empty] | Example, city | Extrapolated
1124 | [15 empty] | Average, city close by | Calculated from statistics | [16 empty] | Average, city close by | Calculated from statistics | [11 empty] | Average, city close by | Calculated from statistics | [10 empty] | Mittelwert, Stadt in Region | Berechnet aus statistischen Werten | [10 empty] | Average, city close by | Calculated from statistics | [10 empty] | Average, city close by | Calculated from statistics | [10 empty] | Average, city close by | Calculated from statistics
1125 | [15 empty] | Examle, city close by | Calculated from stat. inc. assumptions | [16 empty] | Examle, city close by | Calculated from stat. inc. assumptions | [11 empty] | Examle, city close by | Calculated from stat. inc. assumptions | [10 empty] | Beispielfall, Stadt in Region | Berechnet aus stat. Werten unter Annahmen | [10 empty] | Examle, city close by | Calculated from stat. inc. assumptions | [10 empty] | Examle, city close by | Calculated from stat. inc. assumptions | [10 empty] | Examle, city close by | Calculated from stat. inc. assumptions
1126 | [15 empty] | Average, national | [17 empty] | Average, national | [12 empty] | Average, national | [11 empty] | Durchschnitt, national | [11 empty] | Average, national | [11 empty] | Average, national | [11 empty] | Average, national
1127 | [15 empty] | Example, country | [17 empty] | Example, country | [12 empty] | Example, country | [11 empty] | Beispiel, national | [11 empty] | Example, country | [11 empty] | Example, country | [11 empty] | Example, country
1128
1129
1130 |  |  | Electricity demand and efficiency increase | [21 empty] | Electricity demand and efficiency increase | [11 empty] | Electricity demand and efficiency increase | [12 empty] | Elektrizitätsbedarf und Effizienzsteigerung | [11 empty] | Electricity demand and efficiency increase | [11 empty] | Electricity demand and efficiency increase | [11 empty] | Electricity demand and efficiency increase
1131 | BA20_NR_unspecified | b_de_el_bl_nr | Total electricity demand in baseline | Kilowatt hours per square square meter [kWh/m²*a] | 1 | PPT |  |  | 131.27 | 131.27 | 0 | 0 | 0 | City of Helsinki Public Works Department, Kaupungin omistamien rakennusten energiankulutustiedot (2014) | 2014 | Example, city | Calculated from statistics | City-owned buildings, area as total area. This category is for buildings that are not listed in other categories. | 3.1546 | 1 | 1 | 1 | 1 | 1 | Total electricity demand in baseline | Energy Use Intensity (EUI) or thousand BTU per square foot per year [kBtu/ft2 per yr] |  | 0 | [8 empty] | Total electricity demand in baseline | Kilowatt hours per square square meter [kWh/m²*a] | 131.27 | 131.27 |  |  |  |  | City of Helsinki Public Works Department, Kaupungin omistamien rakennusten energiankulutustiedot (2014) | 2014 | Example, city | Calculated from statistics | City-owned buildings, area as total area. This category is for buildings that are not listed in other categories. | Gesamt Elektrizitäts bedarf | Kilowatt stunden pro Quadratmeter pro Jahr (kWh/m2*a) |  | 0 | [8 empty] | Total electricity demand in baseline | Kilowatt hours per square square meter [kWh/m²*a] |  | 0 | [8 empty] | Total electricity demand in baseline | Kilowatt hours per square square meter [kWh/m²*a] |  | 0 | [8 empty] | Total electricity demand in baseline | Kilowatt hours per square square meter [kWh/m²*a] |  | 0
1132 |  |  | Share of electricity demand in baseline for | [8 empty] | 0% | [12 empty] | Share of electricity demand in baseline for |  | 0% | 0% | 0% | 0% | 0% | [5 empty] | Share of electricity demand in baseline for |  | 99.9% | 99.9% | 0% | 0% |  | 0% | [5 empty] | Anteil Elektrizitäts bedarf für |  | 0% | 0% | 0% | 0% | 0% | [5 empty] | Share of electricity demand in baseline for |  | 0% | 0% | 0% | 0% | 0% | [5 empty] | Share of electricity demand in baseline for |  | 0% | 0% | 0% | 0% | 0% | [5 empty] | Share of electricity demand in baseline for |  | 0% | 0% | 0% | 0% | 0%
1133 | BA20_NR_unspecified | b_de_el_li_bl_sh_nr | Lighting | Percent [0 to 100%] | 3 | Excel |  |  | 42.9% | 42.9% | 0% | 0% | 0% | [5 empty] | 1 | 1 | 1 | 1 | 1 | 1 | Lighting | Percent [0 to 100%] |  | 0% | [8 empty] | Lighting | Percent [0 to 100%] | 42.9% | 42.9% | [9 empty] | Beleuchtung | Prozent [0 bis 100%] |  | 0% | [8 empty] | Lighting | Percent [0 to 100%] |  | 0% | [8 empty] | Lighting | Percent [0 to 100%] |  | 0% | [8 empty] | Lighting | Percent [0 to 100%] |  | 0%
1134 | BA20_NR_unspecified | b_de_el_ap_bl_sh_nr | Appliances | Percent [0 to 100%] | 3 | Excel |  |  | 13.3% | 13.3% | 0% | 0% | 0% | [5 empty] | 1 | 1 | 1 | 1 | 1 | 1 | Appliances | Percent [0 to 100%] |  | 0% | [8 empty] | Appliances | Percent [0 to 100%] | 13.3% | 13.3% | [9 empty] | Geräte/Techniks | Prozent [0 bis 100%] |  | 0% | [8 empty] | Appliances | Percent [0 to 100%] |  | 0% | [8 empty] | Appliances | Percent [0 to 100%] |  | 0% | [8 empty] | Appliances | Percent [0 to 100%] |  | 0%
1135 | BA20_NR_unspecified | b_de_el_ve_bl_sh_nr | Ventilation | Percent [0 to 100%] | 3 | Excel |  |  | 11.5% | 11.5% | 0% | 0% | 0% | [5 empty] | 1 | 1 | 1 | 1 | 1 | 1 | Ventilation | Percent [0 to 100%] |  | 0% | [8 empty] | Ventilation | Percent [0 to 100%] | 11.5% | 11.5% | [9 empty] | Lüftung | Prozent [0 bis 100%] |  | 0% | [8 empty] | Ventilation | Percent [0 to 100%] |  | 0% | [8 empty] | Ventilation | Percent [0 to 100%] |  | 0% | [8 empty] | Ventilation | Percent [0 to 100%] |  | 0%
1136 | BA20_NR_unspecified | b_de_el_ot_bl_sh_nr | Other | Percent [0 to 100%] | 3 | Excel |  |  | 32.2% | 32.2% | 0% | 0% | 0% | [5 empty] | 1 | 1 | 1 | 1 | 1 | 1 | Other | Percent [0 to 100%] |  | 0% | [8 empty] | Other | Percent [0 to 100%] | 32.2% | 32.2% | [9 empty] | "Andere" | Prozent [0 bis 100%] |  | 0% | [8 empty] | Other | Percent [0 to 100%] |  | 0% | [8 empty] | Other | Percent [0 to 100%] |  | 0% | [8 empty] | Other | Percent [0 to 100%] |  | 0%
1137 |  |  | BAU annual efficiency increase decreasing electricity demand for | [8 empty] | 0 | [12 empty] | BAU annual efficiency increase decreasing electricity demand for | [11 empty] | BAU annual efficiency increase decreasing electricity demand for | [12 empty] | Jährliche Effizienzverbesserung /verschlechtungen [-100 to 100%], des Elektrizitätsbedarf für | [11 empty] | BAU annual efficiency increase decreasing electricity demand for | [11 empty] | BAU annual efficiency increase decreasing electricity demand for | [11 empty] | BAU annual efficiency increase decreasing electricity demand for
1138 | BA10_Residentials | b_li_ei_nr | Lighting /Lamp stock | Percent [-100 to 100%] | 3 | Excel |  |  | 0% | 0% | 0% | 0% | 0% | [5 empty] | 1 | 1 | 1 | 1 | 1 | 1 | Lighting /Lamp stock | Percent [-100 to 100%] |  | 0% | [8 empty] | Lighting /Lamp stock | Percent [-100 to 100%] |  | 0% | [9 empty] | Beleuchtung | Prozent [-100 bis 100%] |  | 0% | [8 empty] | Lighting /Lamp stock | Percent [-100 to 100%] |  | 0% | [8 empty] | Lighting /Lamp stock | Percent [-100 to 100%] |  | 0% | [8 empty] | Lighting /Lamp stock | Percent [-100 to 100%] |  | 0%
1139 | BA20_NR_unspecified | b_de_el_ap_ei_nr | Appliances | Percent [-100 to 100%] | 3 | Excel |  |  | 0% | 0% | 0% | 0% | 0% | [5 empty] | 1 | 1 | 1 | 1 | 1 | 1 | Appliances | Percent [-100 to 100%] |  | 0% | [8 empty] | Appliances | Percent [-100 to 100%] |  | 0% | [9 empty] | Geräte/Technik | Prozent [-100 bis 100%] |  | 0% | [8 empty] | Appliances | Percent [-100 to 100%] |  | 0% | [8 empty] | Appliances | Percent [-100 to 100%] |  | 0% | [8 empty] | Appliances | Percent [-100 to 100%] |  | 0%
1140 | BA20_NR_unspecified | b_de_el_ve_ei_nr | Ventilation | Percent [-100 to 100%] | 3 | Excel |  |  | 0% | 0% | 0% | 0% | 0% | [5 empty] | 1 | 1 | 1 | 1 | 1 | 1 | Ventilation | Percent [-100 to 100%] |  | 0% | [8 empty] | Ventilation | Percent [-100 to 100%] |  | 0% | [9 empty] | Lüftung | Prozent [-100 bis 100%] |  | 0% | [8 empty] | Ventilation | Percent [-100 to 100%] |  | 0% | [8 empty] | Ventilation | Percent [-100 to 100%] |  | 0% | [8 empty] | Ventilation | Percent [-100 to 100%] |  | 0%
1141 | BA20_NR_unspecified | b_de_el_ot_ei_nr | Other | Percent [-100 to 100%] | 3 | Excel |  |  | 0% | 0% | 0% | 0% | 0% | [5 empty] | 1 | 1 | 1 | 1 | 1 | 1 | Other | Percent [-100 to 100%] |  | 0% | [8 empty] | Other | Percent [-100 to 100%] |  | 0% | [9 empty] | Andere | Prozent [-100 bis 100%] |  | 0% | [8 empty] | Other | Percent [-100 to 100%] |  | 0% | [8 empty] | Other | Percent [-100 to 100%] |  | 0% | [8 empty] | Other | Percent [-100 to 100%] |  | 0%
1142 | [11 empty] | 0
1143 |  |  | Cooling demand and efficiency increase | [8 empty] | 0 | [12 empty] | Cooling demand and efficiency increase | [11 empty] | Cooling demand and efficiency increase | [12 empty] | Kältebedarf und Effizienzsteigerung | [11 empty] | Cooling demand and efficiency increase | [11 empty] | Cooling demand and efficiency increase | [11 empty] | Cooling demand and efficiency increase
1144 | BA20_NR_unspecified | b_de_co_bl_nr | Total cooling demand in baseline | Kilowatt hours per square square meter [kWh/m²*a] | 1 | PPT |  |  | 5.61 | 5.61 | 7.778 | 7.778 | 7.778 | Helsingin 30 % päästövähennysselvitys http://www.hel.fi/static/ymk/julkaisut/julkaisu-07-14.pdf | 2015 | Average, City | Calculated from statistics | city's district cooling demand allocated to all non residential buildings equally, according to their m2 | 3.1546 | 1 | 1 | 1 | 1 | 1 | Total cooling demand in baseline | Energy Use Intensity (EUI) or thousand BTU per square foot per year [kBtu/ft2 per yr] |  | 0 | [8 empty] | Total cooling demand in baseline | Kilowatt hours per square square meter [kWh/m²*a] | 5.61 | 5.61 | 7.778 | 7.778 | 7.778 | 7.778 | Helsingin 30 % päästövähennysselvitys http://www.hel.fi/static/ymk/julkaisut/julkaisu-07-14.pdf | 2015 | Average, City | Calculated from statistics | city's district cooling demand allocated to all non residential buildings equally, according to their m2 | Gesamt Kältebedarf | Kilowatt stunden pro Quadratmeter pro Jahr (kWh/m2*a) |  | 0 | [8 empty] | Total cooling demand in baseline | Kilowatt hours per square square meter [kWh/m²*a] |  | 0 | [8 empty] | Total cooling demand in baseline | Kilowatt hours per square square meter [kWh/m²*a] |  | 0 | [8 empty] | Total cooling demand in baseline | Kilowatt hours per square square meter [kWh/m²*a] |  | 0
1145 |  |  | Share of cooling demand in baseline due to | [8 empty] | 0% | [12 empty] | Share of cooling demand in baseline due to |  | 0% | 0% | 0% | 0% | 0% | [5 empty] | Share of cooling demand in baseline due to |  | 100% | 100% | 0% | 0% |  | 0% | [5 empty] | Anteil Kältebedarf für |  | 0% | 0% | 0% | 0% | 0% | [5 empty] | Share of cooling demand in baseline due to |  | 0% | 0% | 0% | 0% | 0% | [5 empty] | Share of cooling demand in baseline due to |  | 0% | 0% | 0% | 0% | 0% | [5 empty] | Share of cooling demand in baseline due to |  | 0% | 0% | 0% | 0% | 0%
1146 | BA20_NR_unspecified | b_de_co_le_bl_sh_nr | Infiltration | Percent [0 to 100%] | 3 | PPT |  |  | 0% | 0% | 0% | 0% | 0% | team assumption based on information on losses for heat | 2015 | Example, country |  | Poor data quality | 1 | 1 | 1 | 1 | 1 | 1 | Infiltration | Percent [0 to 100%] |  | 0% | [8 empty] | Infiltration | Percent [0 to 100%] | 0% | 0% |  |  |  |  | team assumption based on information on losses for heat | 2015 | Example, country |  | Poor data quality | Infiltration | Prozent [0 bis 100%] |  | 0% | [8 empty] | Infiltration | Percent [0 to 100%] |  | 0% | [8 empty] | Infiltration | Percent [0 to 100%] |  | 0% | [8 empty] | Infiltration | Percent [0 to 100%] |  | 0%
1147 | BA20_NR_unspecified | b_de_co_ve_bl_sh_nr | Ventilation | Percent [0 to 100%] | 3 | PPT |  |  | 14.7% | 14.7% | 0% | 0% | 0% | team assumption based on information on losses for heat | 2015 | Example, country |  | Poor data quality | 1 | 1 | 1 | 1 | 1 | 1 | Ventilation | Percent [0 to 100%] |  | 0% | [8 empty] | Ventilation | Percent [0 to 100%] | 14.7% | 14.7% |  |  |  |  | team assumption based on information on losses for heat | 2015 | Example, country |  | Poor data quality | Lüftung | Prozent [0 bis 100%] |  | 0% | [8 empty] | Ventilation | Percent [0 to 100%] |  | 0% | [8 empty] | Ventilation | Percent [0 to 100%] |  | 0% | [8 empty] | Ventilation | Percent [0 to 100%] |  | 0%
1148 | BA20_NR_unspecified | b_de_co_wa_bl_sh_nr | Losses through walls through transmission | Percent [0 to 100%] | 3 | PPT |  |  | 35% | 35% | 0% | 0% | 0% | team assumption based on information on losses for heat | 2015 | Example, country |  | Poor data quality | 1 | 1 | 1 | 1 | 1 | 1 | Losses through walls through transmission | Percent [0 to 100%] |  | 0% | [8 empty] | Losses through walls through transmission | Percent [0 to 100%] | 35% | 35% |  |  |  |  | team assumption based on information on losses for heat | 2015 | Example, country |  | Poor data quality | Verluste durch Wanddurchgang (transmission) | Prozent [0 bis 100%] |  | 0% | [8 empty] | Losses through walls through transmission | Percent [0 to 100%] |  | 0% | [8 empty] | Losses through walls through transmission | Percent [0 to 100%] |  | 0% | [8 empty] | Losses through walls through transmission | Percent [0 to 100%] |  | 0%
1149 | BA20_NR_unspecified | b_de_co_wi_sr_bl_sh_nr | Heat input by solar radiation through windows | Percent [0 to 100%] | 3 | PPT |  |  | 20% | 20% | 0% | 0% | 0% | team assumption based on information on losses for heat | 2015 | Example, country |  | Poor data quality | 1 | 1 | 1 | 1 | 1 | 1 | Heat input by solar radiation through windows | Percent [0 to 100%] |  | 0% | [8 empty] | Heat input by solar radiation through windows | Percent [0 to 100%] | 20% | 20% |  |  |  |  | team assumption based on information on losses for heat | 2015 | Example, country |  | Poor data quality | Wärmeeintrag durch Fenster (solar radiation) | Prozent [0 bis 100%] |  | 0% | [8 empty] | Heat input by solar radiation through windows | Percent [0 to 100%] |  | 0% | [8 empty] | Heat input by solar radiation through windows | Percent [0 to 100%] |  | 0% | [8 empty] | Heat input by solar radiation through windows | Percent [0 to 100%] |  | 0%
1150 | BA20_NR_unspecified | b_de_co_wi_tr_bl_sh_nr | Losses through windows through transmission | Percent [0 to 100%] | 3 | PPT |  |  | 15.6% | 15.6% | 0% | 0% | 0% | team assumption based on information on losses for heat | 2015 | Example, country |  | Poor data quality | 1 | 1 | 1 | 1 | 1 | 1 | Losses through windows through transmission | Percent [0 to 100%] |  | 0% | [8 empty] | Losses through windows through transmission | Percent [0 to 100%] | 15.6% | 15.6% |  |  |  |  | team assumption based on information on losses for heat | 2015 | Example, country |  | Poor data quality | Verluste durch Fensterdurchgang (transmission) | Prozent [0 bis 100%] |  | 0% | [8 empty] | Losses through windows through transmission | Percent [0 to 100%] |  | 0% | [8 empty] | Losses through windows through transmission | Percent [0 to 100%] |  | 0% | [8 empty] | Losses through windows through transmission | Percent [0 to 100%] |  | 0%
1151 | BA20_NR_unspecified | b_de_co_ot_bl_sh_nr | Other effects (e.g. people, electrical Appliances) | Percent [0 to 100%] | 3 | PPT |  |  | 14.7% | 14.7% | 0% | 0% | 0% | team assumption based on information on losses for heat | 2015 | Example, country |  | Poor data quality | 1 | 1 | 1 | 1 | 1 | 1 | Other effects (e.g. people, electrical Appliances) | Percent [0 to 100%] |  | 0% | [8 empty] | Other effects (e.g. people, electrical Appliances) | Percent [0 to 100%] | 14.7% | 14.7% |  |  |  |  | team assumption based on information on losses for heat | 2015 | Example, country |  | Poor data quality | Andere Effekts (e.g. Personen, Geräte/Technik) | Prozent [0 bis 100%] |  | 0% | [8 empty] | Other effects (e.g. people, electrical Appliances) | Percent [0 to 100%] |  | 0% | [8 empty] | Other effects (e.g. people, electrical Appliances) | Percent [0 to 100%] |  | 0% | [8 empty] | Other effects (e.g. people, electrical Appliances) | Percent [0 to 100%] |  | 0%
1152 |  |  | BAU annual efficiency increase, decreasing cooling demand due to losses through | [8 empty] | 0 | [12 empty] | BAU annual efficiency increase, decreasing cooling demand due to losses through | [11 empty] | BAU annual efficiency increase, decreasing cooling demand due to losses through | [12 empty] | Jährliche Effizienzverbesserung/verschlechterung [-100 to 100%], des Kältebedarfs durch | [11 empty] | BAU annual efficiency increase, decreasing cooling demand due to losses through | [11 empty] | BAU annual efficiency increase, decreasing cooling demand due to losses through | [11 empty] | BAU annual efficiency increase, decreasing cooling demand due to losses through
1153 | BA20_NR_unspecified | b_de_co_le_ei_nr | Infiltration | Percent [-100 to 100%] | 3 | Excel |  |  | 0% | 0% | 0% | 0% | 0% | [5 empty] | 1 | 1 | 1 | 1 | 1 | 1 | Infiltration | Percent [-100 to 100%] |  | 0% | [8 empty] | Infiltration | Percent [-100 to 100%] |  | 0% | [9 empty] | Verluste durch Infiltration | Prozent [-100 bis 100%] |  | 0% | [8 empty] | Infiltration | Percent [-100 to 100%] |  | 0% | [8 empty] | Infiltration | Percent [-100 to 100%] |  | 0% | [8 empty] | Infiltration | Percent [-100 to 100%] |  | 0%
1154 | BA20_NR_unspecified | b_de_co_ve_ei_nr | Ventilation | Percent [-100 to 100%] | 3 | Excel |  |  | 0% | 0% | 0% | 0% | 0% | [5 empty] | 1 | 1 | 1 | 1 | 1 | 1 | Ventilation | Percent [-100 to 100%] |  | 0% | [8 empty] | Ventilation | Percent [-100 to 100%] |  | 0% | [9 empty] | Verluste durch Lüftung | Prozent [-100 bis 100%] |  | 0% | [8 empty] | Ventilation | Percent [-100 to 100%] |  | 0% | [8 empty] | Ventilation | Percent [-100 to 100%] |  | 0% | [8 empty] | Ventilation | Percent [-100 to 100%] |  | 0%
1155 | BA20_NR_unspecified | b_de_co_ot_ei_nr | Other (e.g. electric appliances, people) | Percent [-100 to 100%] | 3 | Excel |  |  | 0% | 0% | 0% | 0% | 0% | [5 empty] | 1 | 1 | 1 | 1 | 1 | 1 | Other (e.g. electric appliances, people) | Percent [-100 to 100%] |  | 0% | [8 empty] | Other (e.g. electric appliances, people) | Percent [-100 to 100%] |  | 0% | [9 empty] | Andere Effekts (e.g. Personen, Geräte/Technik) | Prozent [-100 bis 100%] |  | 0% | [8 empty] | Other (e.g. electric appliances, people) | Percent [-100 to 100%] |  | 0% | [8 empty] | Other (e.g. electric appliances, people) | Percent [-100 to 100%] |  | 0% | [8 empty] | Other (e.g. electric appliances, people) | Percent [-100 to 100%] |  | 0%
1156 | [11 empty] | 0
1157 |  |  | Heat demand including warm water and efficiency increase | [8 empty] | 0 | [12 empty] | Heat demand including warm water and efficiency increase | [11 empty] | Heat demand including warm water and efficiency increase | [12 empty] | Wärmebedarf inklusive Warmwasser und Effizienzsteigerung | [11 empty] | Heat demand including warm water and efficiency increase | [11 empty] | Heat demand including warm water and efficiency increase | [11 empty] | Heat demand including warm water and efficiency increase
1158 | BA20_NR_unspecified | b_de_he_bl_nr | Total heat demand in baseline | Kilowatt hours per square square meter [kWh/m²*a] | 1 | PPT |  |  | 112.62 | 112.62 | 112.62 | 112.62 | 112.62 | City owned buildings, City of Helsinki Public Works Department, Kaupungin omistamien rakennusten energiankulutustiedot (2014) | 2014 | Average, City | Statistics | City-owned buildings, total area | 3.1546 | 1 | 1 | 1 | 1 | 1 | Total heat demand in baseline | Energy Use Intensity (EUI) or thousand BTU per square foot per year [kBtu/ft2 per yr] |  | 0 | [8 empty] | Total heat demand in baseline | Kilowatt hours per square meter [kWh/m²*a] | 112.62 | 112.62 | 112.62 | 112.62 | 112.62 | 112.62 | City owned buildings, City of Helsinki Public Works Department, Kaupungin omistamien rakennusten energiankulutustiedot (2014) | 2014 | Average, City | Statistics | City-owned buildings, total area | Gesamt Wärmebedarf | Kilowatt stunden pro Quadratmeter pro Jahr (kWh/m2*a) |  | 0 | [8 empty] | Total heat demand in baseline | Kilowatt hours per square square meter [kWh/m²*a] |  | 0 | [8 empty] | Total heat demand in baseline | Kilowatt hours per square square meter [kWh/m²*a] |  | 0 | [8 empty] | Total heat demand in baseline | Kilowatt hours per square square meter [kWh/m²*a] |  | 0
1159 |  |  | Share of baseline heat demand due to losses through | [8 empty] | 0% | [12 empty] | Share of baseline heat demand due to losses through |  | 0% | 0% | 0% | 0% | 0% | [5 empty] | Share of baseline heat demand due to losses through |  | 100.1% | 100.1% | 0% | 0% |  | 0% | [5 empty] | Anteil Wärmebedarf durch Verluste von |  | 0% | 0% | 0% | 0% | 0% | [5 empty] | Share of baseline heat demand due to losses through |  | 0% | 0% | 0% | 0% | 0% | [5 empty] | Share of baseline heat demand due to losses through |  | 0% | 0% | 0% | 0% | 0% | [5 empty] | Share of baseline heat demand due to losses through |  | 0% | 0% | 0% | 0% | 0%
1160 | BA20_NR_unspecified | b_de_he_le_bl_sh_nr | Infiltration | Percent [0 to 100%] | 3 | PPT |  |  | 0% | 0% | 0% | 0% | 0% | Danish Building Research Institute, Aalborg University Copenhagen, Potentielle energibesparelser i det eksisterende byggeri (2009) http://www.sbi.dk/miljo-og-energi/energibesparelser/potentielle-energibesparelser-i-det-eksisterende-byggeri/potentielle-energibesparelser-i-det-eksisterende-byggeri | 2009 | Average, national | Extrapolated | Danish data | 1 | 1 | 1 | 1 | 1 | 1 | Infiltration | Percent [0 to 100%] |  | 0% | [8 empty] | Infiltration | Percent [0 to 100%] | 0% | 0% |  |  |  |  | Danish Building Research Institute, Aalborg University Copenhagen, Potentielle energibesparelser i det eksisterende byggeri (2009) http://www.sbi.dk/miljo-og-energi/energibesparelser/potentielle-energibesparelser-i-det-eksisterende-byggeri/potentielle-energibesparelser-i-det-eksisterende-byggeri | 2009 | Average, national | Extrapolated | Danish data | Infiltration | Prozent [0 bis 100%] |  | 0% | [8 empty] | Infiltration | Percent [0 to 100%] |  | 0% | [8 empty] | Infiltration | Percent [0 to 100%] |  | 0% | [8 empty] | Infiltration | Percent [0 to 100%] |  | 0%
1161 | BA20_NR_unspecified | b_de_he_ve_bl_sh_nr | Ventilation | Percent [0 to 100%] | 3 | PPT |  |  | 29.4% | 29.4% | 0% | 0% | 0% | Danish Building Research Institute, Aalborg University Copenhagen, Potentielle energibesparelser i det eksisterende byggeri (2009) http://www.sbi.dk/miljo-og-energi/energibesparelser/potentielle-energibesparelser-i-det-eksisterende-byggeri/potentielle-energibesparelser-i-det-eksisterende-byggeri | 2009 | Average, national | Extrapolated | Danish data | 1 | 1 | 1 | 1 | 1 | 1 | Ventilation | Percent [0 to 100%] |  | 0% | [8 empty] | Ventilation | Percent [0 to 100%] | 29.4% | 29.4% |  |  |  |  | Danish Building Research Institute, Aalborg University Copenhagen, Potentielle energibesparelser i det eksisterende byggeri (2009) http://www.sbi.dk/miljo-og-energi/energibesparelser/potentielle-energibesparelser-i-det-eksisterende-byggeri/potentielle-energibesparelser-i-det-eksisterende-byggeri | 2009 | Average, national | Extrapolated | Danish data | Lüftung | Prozent [0 bis 100%] |  | 0% | [8 empty] | Ventilation | Percent [0 to 100%] |  | 0% | [8 empty] | Ventilation | Percent [0 to 100%] |  | 0% | [8 empty] | Ventilation | Percent [0 to 100%] |  | 0%
1162 | BA20_NR_unspecified | b_de_he_wa_bl_sh_nr | Walls | Percent [0 to 100%] | 3 | PPT |  |  | 35% | 35% | 0% | 0% | 0% | Danish Building Research Institute, Aalborg University Copenhagen, Potentielle energibesparelser i det eksisterende byggeri (2009) http://www.sbi.dk/miljo-og-energi/energibesparelser/potentielle-energibesparelser-i-det-eksisterende-byggeri/potentielle-energibesparelser-i-det-eksisterende-byggeri | 2009 | Average, national | Extrapolated | Danish data | 1 | 1 | 1 | 1 | 1 | 1 | Walls | Percent [0 to 100%] |  | 0% | [8 empty] | Walls | Percent [0 to 100%] | 35% | 35% |  |  |  |  | Danish Building Research Institute, Aalborg University Copenhagen, Potentielle energibesparelser i det eksisterende byggeri (2009) http://www.sbi.dk/miljo-og-energi/energibesparelser/potentielle-energibesparelser-i-det-eksisterende-byggeri/potentielle-energibesparelser-i-det-eksisterende-byggeri | 2009 | Average, national | Extrapolated | Danish data | Wand | Prozent [0 bis 100%] |  | 0% | [8 empty] | Walls | Percent [0 to 100%] |  | 0% | [8 empty] | Walls | Percent [0 to 100%] |  | 0% | [8 empty] | Walls | Percent [0 to 100%] |  | 0%
1163 | BA20_NR_unspecified | b_de_he_wi_bl_sh_nr | Windows | Percent [0 to 100%] | 3 | PPT |  |  | 15.6% | 15.6% | 0% | 0% | 0% | Danish Building Research Institute, Aalborg University Copenhagen, Potentielle energibesparelser i det eksisterende byggeri (2009) http://www.sbi.dk/miljo-og-energi/energibesparelser/potentielle-energibesparelser-i-det-eksisterende-byggeri/potentielle-energibesparelser-i-det-eksisterende-byggeri | 2009 | Average, national | Extrapolated | Danish data | 1 | 1 | 1 | 1 | 1 | 1 | Windows | Percent [0 to 100%] |  | 0% | [8 empty] | Windows | Percent [0 to 100%] | 15.6% | 15.6% |  |  |  |  | Danish Building Research Institute, Aalborg University Copenhagen, Potentielle energibesparelser i det eksisterende byggeri (2009) http://www.sbi.dk/miljo-og-energi/energibesparelser/potentielle-energibesparelser-i-det-eksisterende-byggeri/potentielle-energibesparelser-i-det-eksisterende-byggeri | 2009 | Average, national | Extrapolated | Danish data | Fenster | Prozent [0 bis 100%] |  | 0% | [8 empty] | Windows | Percent [0 to 100%] |  | 0% | [8 empty] | Windows | Percent [0 to 100%] |  | 0% | [8 empty] | Windows | Percent [0 to 100%] |  | 0%
1164 | BA20_NR_unspecified | b_de_he_fl_bl_sh_nr | Floors | Percent [0 to 100%] | 3 | PPT |  |  | 8.8% | 8.8% | 0% | 0% | 0% | Danish Building Research Institute, Aalborg University Copenhagen, Potentielle energibesparelser i det eksisterende byggeri (2009) http://www.sbi.dk/miljo-og-energi/energibesparelser/potentielle-energibesparelser-i-det-eksisterende-byggeri/potentielle-energibesparelser-i-det-eksisterende-byggeri | 2009 | Average, national | Extrapolated | Danish data | 1 | 1 | 1 | 1 | 1 | 1 | Floors | Percent [0 to 100%] |  | 0% | [8 empty] | Floors | Percent [0 to 100%] | 8.8% | 8.8% |  |  |  |  | Danish Building Research Institute, Aalborg University Copenhagen, Potentielle energibesparelser i det eksisterende byggeri (2009) http://www.sbi.dk/miljo-og-energi/energibesparelser/potentielle-energibesparelser-i-det-eksisterende-byggeri/potentielle-energibesparelser-i-det-eksisterende-byggeri | 2009 | Average, national | Extrapolated | Danish data | Boden | Prozent [0 bis 100%] |  | 0% | [8 empty] | Floors | Percent [0 to 100%] |  | 0% | [8 empty] | Floors | Percent [0 to 100%] |  | 0% | [8 empty] | Floors | Percent [0 to 100%] |  | 0%
1165 | BA20_NR_unspecified | b_de_he_ro_bl_sh_nr | Roofs | Percent [0 to 100%] | 3 | PPT |  |  | 9.4% | 9.4% | 0% | 0% | 0% | Danish Building Research Institute, Aalborg University Copenhagen, Potentielle energibesparelser i det eksisterende byggeri (2009) http://www.sbi.dk/miljo-og-energi/energibesparelser/potentielle-energibesparelser-i-det-eksisterende-byggeri/potentielle-energibesparelser-i-det-eksisterende-byggeri | 2009 | Average, national | Extrapolated | Danish data | 1 | 1 | 1 | 1 | 1 | 1 | Roofs | Percent [0 to 100%] |  | 0% | [8 empty] | Roofs | Percent [0 to 100%] | 9.4% | 9.4% |  |  |  |  | Danish Building Research Institute, Aalborg University Copenhagen, Potentielle energibesparelser i det eksisterende byggeri (2009) http://www.sbi.dk/miljo-og-energi/energibesparelser/potentielle-energibesparelser-i-det-eksisterende-byggeri/potentielle-energibesparelser-i-det-eksisterende-byggeri | 2009 | Average, national | Extrapolated | Danish data | Dach | Prozent [0 bis 100%] |  | 0% | [8 empty] | Roofs | Percent [0 to 100%] |  | 0% | [8 empty] | Roofs | Percent [0 to 100%] |  | 0% | [8 empty] | Roofs | Percent [0 to 100%] |  | 0%
1166 | BA20_NR_unspecified | b_de_he_ot_bl_sh_nr | Other | Percent [0 to 100%] | 3 | PPT |  |  | 0% | 0% | 0% | 0% | 0% | Danish Building Research Institute, Aalborg University Copenhagen, Potentielle energibesparelser i det eksisterende byggeri (2009) http://www.sbi.dk/miljo-og-energi/energibesparelser/potentielle-energibesparelser-i-det-eksisterende-byggeri/potentielle-energibesparelser-i-det-eksisterende-byggeri | 2009 | Average, national | Extrapolated | Danish data | 1 | 1 | 1 | 1 | 1 | 1 | Other | Percent [0 to 100%] |  | 0% | [8 empty] | Other | Percent [0 to 100%] | 0% | 0% |  |  |  |  | Danish Building Research Institute, Aalborg University Copenhagen, Potentielle energibesparelser i det eksisterende byggeri (2009) http://www.sbi.dk/miljo-og-energi/energibesparelser/potentielle-energibesparelser-i-det-eksisterende-byggeri/potentielle-energibesparelser-i-det-eksisterende-byggeri | 2009 | Average, national | Extrapolated | Danish data | Andere | Prozent [0 bis 100%] |  | 0% | [8 empty] | Other | Percent [0 to 100%] |  | 0% | [8 empty] | Other | Percent [0 to 100%] |  | 0% | [8 empty] | Other | Percent [0 to 100%] |  | 0%
1167 | BA20_NR_unspecified | b_de_he_ww_bl_sh_nr | Share of heat demand for warm water in baseline | Percent [0 to 100%] | 3 | Excel |  |  | 1.9% | 1.9% | 0% | 0% | 0% | Danish Building Research Institute, Aalborg University Copenhagen, Potentielle energibesparelser i det eksisterende byggeri (2009) http://www.sbi.dk/miljo-og-energi/energibesparelser/potentielle-energibesparelser-i-det-eksisterende-byggeri/potentielle-energibesparelser-i-det-eksisterende-byggeri | 2009 | Average, national | Extrapolated | Danish data | 1 | 1 | 1 | 1 | 1 | 1 | Share of heat demand for warm water in baseline | Percent [0 to 100%] |  | 0% | [8 empty] | Share of heat demand for warm water in baseline | Percent [0 to 100%] | 1.9% | 1.9% |  |  |  |  | Danish Building Research Institute, Aalborg University Copenhagen, Potentielle energibesparelser i det eksisterende byggeri (2009) http://www.sbi.dk/miljo-og-energi/energibesparelser/potentielle-energibesparelser-i-det-eksisterende-byggeri/potentielle-energibesparelser-i-det-eksisterende-byggeri | 2009 | Average, national | Extrapolated | Danish data | Anteil Wärmebedarf für Warmwasser | Prozent [0 bis 100%] |  | 0% | [8 empty] | Share of heat demand for warm water in baseline | Percent [0 to 100%] |  | 0% | [8 empty] | Share of heat demand for warm water in baseline | Percent [0 to 100%] |  | 0% | [8 empty] | Share of heat demand for warm water in baseline | Percent [0 to 100%] |  | 0%
1168 |  |  | BAU annual efficiency increase, decreasing thermal losses through | [8 empty] | 0 | [12 empty] | BAU annual efficiency increase, decreasing thermal losses through | [11 empty] | BAU annual efficiency increase, decreasing thermal losses through | [12 empty] | Jährliche Effizienzverbesserung/verschlechterung [-100 to 100%], des Wärmebedarfs durch | [11 empty] | BAU annual efficiency increase, decreasing thermal losses through | [11 empty] | BAU annual efficiency increase, decreasing thermal losses through | [11 empty] | BAU annual efficiency increase, decreasing thermal losses through
1169 | BA20_NR_unspecified | b_de_he_le_ei_nr | Infiltration | Percent [-100 to 100%] | 3 | Excel |  |  | 0% | 0% | 0% | 0% | 0% | [5 empty] | 1 | 1 | 1 | 1 | 1 | 1 | Infiltration | Percent [-100 to 100%] |  | 0% | [8 empty] | Infiltration | Percent [-100 to 100%] |  | 0% | [9 empty] | Infiltration | Prozent [-100 bis 100%] |  | 0% | [8 empty] | Infiltration | Percent [-100 to 100%] |  | 0% | [8 empty] | Infiltration | Percent [-100 to 100%] |  | 0% | [8 empty] | Infiltration | Percent [-100 to 100%] |  | 0%
1170 | BA20_NR_unspecified | b_de_he_ve_ei_nr | Ventilation | Percent [-100 to 100%] | 3 | Excel |  |  | 0% | 0% | 0% | 0% | 0% | [5 empty] | 1 | 1 | 1 | 1 | 1 | 1 | Ventilation | Percent [-100 to 100%] |  | 0% | [8 empty] | Ventilation | Percent [-100 to 100%] |  | 0% | [9 empty] | Lüftung | Prozent [-100 bis 100%] |  | 0% | [8 empty] | Ventilation | Percent [-100 to 100%] |  | 0% | [8 empty] | Ventilation | Percent [-100 to 100%] |  | 0% | [8 empty] | Ventilation | Percent [-100 to 100%] |  | 0%
1171 | BA20_NR_unspecified | b_de_he_fl_ei_nr | Floors | Percent [-100 to 100%] | 3 | Excel |  |  | 0% | 0% | 0% | 0% | 0% | [5 empty] | 1 | 1 | 1 | 1 | 1 | 1 | Floors | Percent [-100 to 100%] |  | 0% | [8 empty] | Floors | Percent [-100 to 100%] |  | 0% | [9 empty] | Boden | Prozent [-100 bis 100%] |  | 0% | [8 empty] | Floors | Percent [-100 to 100%] |  | 0% | [8 empty] | Floors | Percent [-100 to 100%] |  | 0% | [8 empty] | Floors | Percent [-100 to 100%] |  | 0%
1172 | BA20_NR_unspecified | b_de_he_ro_ei_nr | Roofs | Percent [-100 to 100%] | 3 | Excel |  |  | 0% | 0% | 0% | 0% | 0% | [5 empty] | 1 | 1 | 1 | 1 | 1 | 1 | Roofs | Percent [-100 to 100%] |  | 0% | [8 empty] | Roofs | Percent [-100 to 100%] |  | 0% | [9 empty] | Dach | Prozent [-100 bis 100%] |  | 0% | [8 empty] | Roofs | Percent [-100 to 100%] |  | 0% | [8 empty] | Roofs | Percent [-100 to 100%] |  | 0% | [8 empty] | Roofs | Percent [-100 to 100%] |  | 0%
1173 | BA20_NR_unspecified | b_de_he_ot_ei_nr | Other reasons | Percent [-100 to 100%] | 3 | Excel |  |  | 0% | 0% | 0% | 0% | 0% | [5 empty] | 1 | 1 | 1 | 1 | 1 | 1 | Other reasons | Percent [-100 to 100%] |  | 0% | [8 empty] | Other reasons | Percent [-100 to 100%] |  | 0% | [9 empty] | Andere | Prozent [-100 bis 100%] |  | 0% | [8 empty] | Other reasons | Percent [-100 to 100%] |  | 0% | [8 empty] | Other reasons | Percent [-100 to 100%] |  | 0% | [8 empty] | Other reasons | Percent [-100 to 100%] |  | 0%
1174 | BA20_NR_unspecified | b_de_he_ww_ei_nr | BAU annual Efficiency increase, decreasing warm water demand | Percent [-100 to 100%] | 3 | Excel |  |  | 0% | 0% | 0% | 0% | 0% | [5 empty] | 1 | 1 | 1 | 1 | 1 | 1 | BAU annual Efficiency increase, decreasing warm water demand | Percent [-100 to 100%] |  | 0% | [8 empty] | BAU annual Efficiency increase, decreasing warm water demand | Percent [-100 to 100%] |  | 0% | [9 empty] | Jährliche Effizienzverbesserung/verschlechtung Warmwasserbedarf | Prozent [-100 bis 100%] |  | 0% | [8 empty] | BAU annual Efficiency increase, decreasing warm water demand | Percent [-100 to 100%] |  | 0% | [8 empty] | BAU annual Efficiency increase, decreasing warm water demand | Percent [-100 to 100%] |  | 0% | [8 empty] | BAU annual Efficiency increase, decreasing warm water demand | Percent [-100 to 100%] |  | 0%
1175 | [11 empty] | 0
1176 |  |  | Lever specific parameter | [8 empty] | 0 | [12 empty] | Lever specific parameter | [11 empty] | Lever specific parameter | [12 empty] | Hebel spezifische Parameter | [11 empty] | Lever specific parameter | [11 empty] | Lever specific parameter | [11 empty] | Lever specific parameter
1177 | BA20_NR_unspecified | b_ra_waa_nr | Ratio of wall area / effective area | Ratio [-] | 3 | PPT |  |  | 0.1855 | 0.1855 | 0 | 0 | 0 | Technical University of Cottbus, Zur Kostenplanung von Außenwänden in frühen Planungsphasen (2007) https://www-docs.tu-cottbus.de/bauoekonomie/public/Forschung/Publikationen/Kalusche-Wolfdietrich/2007/50_fassaden-vortrag.pdf |  |  |  | Assumption 35% of fassade area | 1 | 1 | 1 | 1 | 1 | 1 | Ratio of wall area / effective area | Ratio [-] |  | 0 | [8 empty] | Ratio of wall area / effective area | Ratio [-] | 0.1855 | 0.1855 |  |  |  |  | Technical University of Cottbus, Zur Kostenplanung von Außenwänden in frühen Planungsphasen (2007) https://www-docs.tu-cottbus.de/bauoekonomie/public/Forschung/Publikationen/Kalusche-Wolfdietrich/2007/50_fassaden-vortrag.pdf |  |  |  | Assumption 35% of fassade area | Verhältnis zwischen Wandfläche / effektive Fläche | Ratio [-] |  | 0 | [8 empty] | Ratio of wall area / effective area | Ratio [-] |  | 0 | [8 empty] | Ratio of wall area / effective area | Ratio [-] |  | 0 | [8 empty] | Ratio of wall area / effective area | Ratio [-] |  | 0
1178 | BA20_NR_unspecified | b_ra_wwa_nr | Ratio of window/effective area | Ratio [-] | 3 | PPT |  |  | 0.3445 | 0.3445 | 0 | 0 | 0 | Baunetz Wissen, Tageslicht (ND) http://www.baunetzwissen.de/standardartikel/Tageslicht_Verglasungs-und-Fensterflaechenanteil_167222.html |  |  |  | Assumption 65% of fassade area | 1 | 1 | 1 | 1 | 1 | 1 | Ratio of window/effective area | Ratio [-] |  | 0 | [8 empty] | Ratio of window/effective area | Ratio [-] | 0.3445 | 0.3445 |  |  |  |  | Baunetz Wissen, Tageslicht (ND) http://www.baunetzwissen.de/standardartikel/Tageslicht_Verglasungs-und-Fensterflaechenanteil_167222.html |  |  |  | Assumption 65% of fassade area | Verhältnis zwischen Fenster/effektive Fläche | Ratio [-] |  | 0 | [8 empty] | Ratio of window/effective area | Ratio [-] |  | 0 | [8 empty] | Ratio of window/effective area | Ratio [-] |  | 0 | [8 empty] | Ratio of window/effective area | Ratio [-] |  | 0
1179 | BA20_NR_unspecified | b_gl_uv_wi_bl_nr | U-value of windows in baseline (R=1/U) | U Value [Watts/square meter Kelvin] [W/m²*K] | 3 | PPT |  |  | 1.71 | 1.71 | 0 | 0 | 0 | European Commission, Green Public Procurement, Windows Technical Background Report (2010) http://ec.europa.eu/environment/gpp/pdf/windows_GPP_background_report.pdf | 2010 |  |  | Average Germany | 5.6783 | 1 | 1 | 1 | 1 | 1 | U-value of windows in baseline (R=1/U) | Btu per square foot per degree Farenheit per hour [Btu/ft2*0F*h] |  | 0 | [8 empty] | U-value of windows in baseline (R=1/U) | U Value [Watts/square meter Kelvin] [W/m²*K] | 1.71 | 1.71 |  |  |  |  | European Commission, Green Public Procurement, Windows Technical Background Report (2010) http://ec.europa.eu/environment/gpp/pdf/windows_GPP_background_report.pdf | 2010 |  |  | Average Germany | U-value Fenster (R=1/U) | U Value [Watts/square meter Kelvin] [W/m²*K] |  | 0 | [8 empty] | U-value of windows in baseline (R=1/U) | U Value [Watts/square meter Kelvin] [W/m²*K] |  | 0 | [8 empty] | U-value of windows in baseline (R=1/U) | U Value [Watts/square meter Kelvin] [W/m²*K] |  | 0 | [8 empty] | U-value of windows in baseline (R=1/U) | U Value [Watts/square meter Kelvin] [W/m²*K] |  | 0
1180 | BA20_NR_unspecified | b_gl_gv_wi_bl_nr | Solar heat gain coefficient "G-Value" of windows in baseline | Percent [0 to 100%] | 3 | PPT |  |  | 86% | 86% | 0% | 0% | 0% | European Commission, Green Public Procurement, Windows Technical Background Report (2010) http://ec.europa.eu/environment/gpp/pdf/windows_GPP_background_report.pdf | 2010 |  |  | Average Germany | 1 | 1 | 1 | 1 | 1 | 1 | Solar heat gain coefficient "G-Value" of windows in baseline | Percent [0 to 100%] |  | 0% | [8 empty] | Solar heat gain coefficient "G-Value" of windows in baseline | Percent [0 to 100%] | 86% | 86% |  |  |  |  | European Commission, Green Public Procurement, Windows Technical Background Report (2010) http://ec.europa.eu/environment/gpp/pdf/windows_GPP_background_report.pdf | 2010 |  |  | Average Germany | Solar Wärmezuwachskoeffizient "G-Value" Fenster | Prozent [0 bis 100%] |  | 0% | [8 empty] | Solar heat gain coefficient "G-Value" of windows in baseline | Percent [0 to 100%] |  | 0% | [8 empty] | Solar heat gain coefficient "G-Value" of windows in baseline | Percent [0 to 100%] |  | 0% | [8 empty] | Solar heat gain coefficient "G-Value" of windows in baseline | Percent [0 to 100%] |  | 0%
1181 | BA20_NR_unspecified | b_gl_gv_wi_ei_nr | BAU annual efficiency increase of G-value of windows | Percent [-100 to 100%] | 3 | Excel |  |  | 0% | 0% | 0% | 0% | 0% | Default data by Siemens |  |  |  |  | 1 | 1 | 1 | 1 | 1 | 1 | BAU annual efficiency increase of G-value of windows | Percent [-100 to 100%] |  | 0% | [8 empty] | BAU annual efficiency increase of G-value of windows | Percent [-100 to 100%] | 0% | 0% |  |  |  |  | Default data by Siemens |  |  |  |  | Jährliche Effizienzsteigerung G-value Fenster | Prozent [-100 bis 100%] |  | 0% | [8 empty] | BAU annual efficiency increase of G-value of windows | Percent [-100 to 100%] |  | 0% | [8 empty] | BAU annual efficiency increase of G-value of windows | Percent [-100 to 100%] |  | 0% | [8 empty] | BAU annual efficiency increase of G-value of windows | Percent [-100 to 100%] |  | 0%
1182 | BA20_NR_unspecified | b_gl_uv_wi_ei_nr | BAU annual efficiency increase of U-value of windows | Percent [-100 to 100%] | 3 | Excel |  |  | 0% | 0% | 0% | 0% | 0% | Default data by Siemens |  |  |  |  | 1 | 1 | 1 | 1 | 1 | 1 | BAU annual efficiency increase of U-value of windows | Percent [-100 to 100%] |  | 0% | [8 empty] | BAU annual efficiency increase of U-value of windows | Percent [-100 to 100%] | 0% | 0% |  |  |  |  | Default data by Siemens |  |  |  |  | Jährliche Effizienzsteigerung U-value Fenster | Prozent [-100 bis 100%] |  | 0% | [8 empty] | BAU annual efficiency increase of U-value of windows | Percent [-100 to 100%] |  | 0% | [8 empty] | BAU annual efficiency increase of U-value of windows | Percent [-100 to 100%] |  | 0% | [8 empty] | BAU annual efficiency increase of U-value of windows | Percent [-100 to 100%] |  | 0%
1183 | BA20_NR_unspecified | b_wi_uv_wa_bl_nr | U-value of building walls in baseline (R=1/U) | U Value [Watts/square meter Kelvin] [W/m²*K] | 3 | PPT |  |  | 0.36 | 0.36 | 0 | 0 | 0 | Enerdata, Average floor area per capita (2013) http://www.entranze.enerdata.eu | 2008 |  |  | Average Germany | 5.6783 | 1 | 1 | 1 | 1 | 1 | U-value of building walls in baseline (R=1/U) | Btu per square foot per degree Farenheit per hour [Btu/ft2*0F*h] |  | 0 | [8 empty] | U-value of building walls in baseline (R=1/U) | U Value [Watts/square meter Kelvin] [W/m²*K] | 0.36 | 0.36 |  |  |  |  | Enerdata, Average floor area per capita (2013) http://www.entranze.enerdata.eu | 2008 |  |  | Average Germany | U-value Gebäude Wand (R=1/U) | U Value [Watts/square meter Kelvin] [W/m²*K] |  | 0 | [8 empty] | U-value of building walls in baseline (R=1/U) | U Value [Watts/square meter Kelvin] [W/m²*K] |  | 0 | [8 empty] | U-value of building walls in baseline (R=1/U) | U Value [Watts/square meter Kelvin] [W/m²*K] |  | 0 | [8 empty] | U-value of building walls in baseline (R=1/U) | U Value [Watts/square meter Kelvin] [W/m²*K] |  | 0
1184 |  |  | Average run time per year of | [8 empty] | 0 | [12 empty] | Average run time per year of | [11 empty] | Average run time per year of | [12 empty] | Durchschnittliche Betriebszeit pro Jahr von | [11 empty] | Average run time per year of | [11 empty] | Average run time per year of | [11 empty] | Average run time per year of
1185 | BA20_NR_unspecified | b_li_rt_cf_nr | Compact fluorescent lamps | Hours per year [h/a] | 3 | Excel |  |  | 1100 | 1100 | 0 | 0 | 0 | Default based on working hours |  |  |  |  | 1 | 1 | 1 | 1 | 1 | 1 | Compact fluorescent lamps | Hours per year [h/a] |  | 0 | [8 empty] | Compact fluorescent lamps | Hours per year [h/a] | 1100 | 1100 |  |  |  |  | Default based on working hours |  |  |  |  | KompaktLeuchtstofflampe | Stunden pro year [h/a] |  | 0 | [8 empty] | Compact fluorescent lamps | Hours per year [h/a] |  | 0 | [8 empty] | Compact fluorescent lamps | Hours per year [h/a] |  | 0 | [8 empty] | Compact fluorescent lamps | Hours per year [h/a] |  | 0
1186 | BA20_NR_unspecified | b_li_rt_fl_nr | Fluorescent lamps | Hours per year [h/a] | 3 | Excel |  |  | 1100 | 1100 | 0 | 0 | 0 | Default based on working hours |  |  |  |  | 1 | 1 | 1 | 1 | 1 | 1 | Fluorescent lamps | Hours per year [h/a] |  | 0 | [8 empty] | Fluorescent lamps | Hours per year [h/a] | 1100 | 1100 |  |  |  |  | Default based on working hours |  |  |  |  | Leuchtstofflampe | Stunden pro year [h/a] |  | 0 | [8 empty] | Fluorescent lamps | Hours per year [h/a] |  | 0 | [8 empty] | Fluorescent lamps | Hours per year [h/a] |  | 0 | [8 empty] | Fluorescent lamps | Hours per year [h/a] |  | 0
1187 | BA20_NR_unspecified | b_li_rt_haL_nr | Low voltage halogen lamps | Hours per year [h/a] | 3 | Excel |  |  | 1100 | 1100 | 0 | 0 | 0 | Default based on working hours |  |  |  |  | 1 | 1 | 1 | 1 | 1 | 1 | Low voltage halogen lamps | Hours per year [h/a] |  | 0 | [8 empty] | Low voltage halogen lamps | Hours per year [h/a] | 1100 | 1100 |  |  |  |  | Default based on working hours |  |  |  |  | Niederspannungshalogen Lampe | Stunden pro year [h/a] |  | 0 | [8 empty] | Low voltage halogen lamps | Hours per year [h/a] |  | 0 | [8 empty] | Low voltage halogen lamps | Hours per year [h/a] |  | 0 | [8 empty] | Low voltage halogen lamps | Hours per year [h/a] |  | 0
1188 | BA20_NR_unspecified | b_li_rt_haM_nr | Medium voltage halogen lamps | Hours per year [h/a] | 3 | Excel |  |  | 1100 | 1100 | 0 | 0 | 0 | Default based on working hours |  |  |  |  | 1 | 1 | 1 | 1 | 1 | 1 | Medium voltage halogen lamps | Hours per year [h/a] |  | 0 | [8 empty] | Medium voltage halogen lamps | Hours per year [h/a] | 1100 | 1100 |  |  |  |  | Default based on working hours |  |  |  |  | mittelspannungshalogen Lampe | Stunden pro year [h/a] |  | 0 | [8 empty] | Medium voltage halogen lamps | Hours per year [h/a] |  | 0 | [8 empty] | Medium voltage halogen lamps | Hours per year [h/a] |  | 0 | [8 empty] | Medium voltage halogen lamps | Hours per year [h/a] |  | 0
1189 | BA20_NR_unspecified | b_li_rt_in_nr | Incandescent lamps | Hours per year [h/a] | 3 | Excel |  |  | 1100 | 1100 | 0 | 0 | 0 | Default based on working hours |  |  |  |  | 1 | 1 | 1 | 1 | 1 | 1 | Incandescent lamps | Hours per year [h/a] |  | 0 | [8 empty] | Incandescent lamps | Hours per year [h/a] | 1100 | 1100 |  |  |  |  | Default based on working hours |  |  |  |  | Glühlampe | Stunden pro year [h/a] |  | 0 | [8 empty] | Incandescent lamps | Hours per year [h/a] |  | 0 | [8 empty] | Incandescent lamps | Hours per year [h/a] |  | 0 | [8 empty] | Incandescent lamps | Hours per year [h/a] |  | 0
1190 |  |  | Share of | [8 empty] | 0% | [12 empty] | Share of |  | 0% | 0% | 0% | 0% | 0% | [5 empty] | Share of |  | 100% | 100% | 0% | 0% |  | 0% | [5 empty] | Anteil of |  | 0% | 0% | 0% | 0% | 0% | [5 empty] | Share of |  | 0% | 0% | 0% | 0% | 0% | [5 empty] | Share of |  | 0% | 0% | 0% | 0% | 0% | [5 empty] | Share of |  | 0% | 0% | 0% | 0% | 0%
1191 | BA20_NR_unspecified | b_li_sh_in_nr | Incandescent lamps | Percent [0 to 100%] | 3 | Excel |  |  | 4.863% | 4.863% | 0% | 0% | 0% | VITO NV, Project Report Lot 19: Domestic lighting (Part 2) (2009) (p.20) http://www.valosto.com/tiedostot/EuP_Domestic2_Task3_V12a.pdf VITO NV, Project Report Lot 8: Office lighting (2007) (p.71) http://www.eup4light.net/assets/pdffiles/Final/VITO_EuP_Office_Lighting_Projectreport.pdf | 2009 | Average Germany |  | Average Germany | 1 | 1 | 1 | 1 | 1 | 1 | Incandescent lamps | Percent [0 to 100%] |  | 0% | [8 empty] | Incandescent lamps | Percent [0 to 100%] | 4.863% | 4.863% |  |  |  |  | VITO NV, Project Report Lot 19: Domestic lighting (Part 2) (2009) (p.20) http://www.valosto.com/tiedostot/EuP_Domestic2_Task3_V12a.pdf VITO NV, Project Report Lot 8: Office lighting (2007) (p.71) http://www.eup4light.net/assets/pdffiles/Final/VITO_EuP_Office_Lighting_Projectreport.pdf | 2009 | Average Germany |  | Average Germany | Glühlampe | Prozent [0 bis 100%] |  | 0% | [8 empty] | Incandescent lamps | Percent [0 to 100%] |  | 0% | [8 empty] | Incandescent lamps | Percent [0 to 100%] |  | 0% | [8 empty] | Incandescent lamps | Percent [0 to 100%] |  | 0%
1192 | BA20_NR_unspecified | b_li_sh_cf_nr | Compact fluorescent lamps | Percent [0 to 100%] | 3 | Excel |  |  | 28.92% | 28.92% | 0% | 0% | 0% | VITO NV, Project Report Lot 19: Domestic lighting (Part 2) (2009) (p.20) http://www.valosto.com/tiedostot/EuP_Domestic2_Task3_V12a.pdf VITO NV, Project Report Lot 8: Office lighting (2007) (p.71) http://www.eup4light.net/assets/pdffiles/Final/VITO_EuP_Office_Lighting_Projectreport.pdf | 2009 | Average Germany |  | Average Germany | 1 | 1 | 1 | 1 | 1 | 1 | Compact fluorescent lamps | Percent [0 to 100%] |  | 0% | [8 empty] | Compact fluorescent lamps | Percent [0 to 100%] | 28.92% | 28.92% |  |  |  |  | VITO NV, Project Report Lot 19: Domestic lighting (Part 2) (2009) (p.20) http://www.valosto.com/tiedostot/EuP_Domestic2_Task3_V12a.pdf VITO NV, Project Report Lot 8: Office lighting (2007) (p.71) http://www.eup4light.net/assets/pdffiles/Final/VITO_EuP_Office_Lighting_Projectreport.pdf | 2009 | Average Germany |  | Average Germany | KompaktLeuchtstofflampe | Prozent [0 bis 100%] |  | 0% | [8 empty] | Compact fluorescent lamps | Percent [0 to 100%] |  | 0% | [8 empty] | Compact fluorescent lamps | Percent [0 to 100%] |  | 0% | [8 empty] | Compact fluorescent lamps | Percent [0 to 100%] |  | 0%
1193 | BA20_NR_unspecified | b_li_sh_fl_nr | Fluorescent lamps | Percent [0 to 100%] | 3 | Excel |  |  | 60.39% | 60.39% | 0% | 0% | 0% | VITO NV, Project Report Lot 19: Domestic lighting (Part 2) (2009) (p.20) http://www.valosto.com/tiedostot/EuP_Domestic2_Task3_V12a.pdf VITO NV, Project Report Lot 8: Office lighting (2007) (p.71) http://www.eup4light.net/assets/pdffiles/Final/VITO_EuP_Office_Lighting_Projectreport.pdf | 2009 | Average Germany |  | Average Germany | 1 | 1 | 1 | 1 | 1 | 1 | Fluorescent lamps | Percent [0 to 100%] |  | 0% | [8 empty] | Fluorescent lamps | Percent [0 to 100%] | 60.39% | 60.39% |  |  |  |  | VITO NV, Project Report Lot 19: Domestic lighting (Part 2) (2009) (p.20) http://www.valosto.com/tiedostot/EuP_Domestic2_Task3_V12a.pdf VITO NV, Project Report Lot 8: Office lighting (2007) (p.71) http://www.eup4light.net/assets/pdffiles/Final/VITO_EuP_Office_Lighting_Projectreport.pdf | 2009 | Average Germany |  | Average Germany | Leuchtstofflampe | Prozent [0 bis 100%] |  | 0% | [8 empty] | Fluorescent lamps | Percent [0 to 100%] |  | 0% | [8 empty] | Fluorescent lamps | Percent [0 to 100%] |  | 0% | [8 empty] | Fluorescent lamps | Percent [0 to 100%] |  | 0%
1194 | BA20_NR_unspecified | b_li_sh_haL_nr | Low voltage halogen lamps | Percent [0 to 100%] | 3 | Excel |  |  | 4.412% | 4.412% | 0% | 0% | 0% | VITO NV, Project Report Lot 19: Domestic lighting (Part 2) (2009) (p.20) http://www.valosto.com/tiedostot/EuP_Domestic2_Task3_V12a.pdf VITO NV, Project Report Lot 8: Office lighting (2007) (p.71) http://www.eup4light.net/assets/pdffiles/Final/VITO_EuP_Office_Lighting_Projectreport.pdf | 2009 | Average Germany |  | Average Germany | 1 | 1 | 1 | 1 | 1 | 1 | Low voltage halogen lamps | Percent [0 to 100%] |  | 0% | [8 empty] | Low voltage halogen lamps | Percent [0 to 100%] | 4.412% | 4.412% |  |  |  |  | VITO NV, Project Report Lot 19: Domestic lighting (Part 2) (2009) (p.20) http://www.valosto.com/tiedostot/EuP_Domestic2_Task3_V12a.pdf VITO NV, Project Report Lot 8: Office lighting (2007) (p.71) http://www.eup4light.net/assets/pdffiles/Final/VITO_EuP_Office_Lighting_Projectreport.pdf | 2009 | Average Germany |  | Average Germany | Niederspannungshalogen Lampe | Prozent [0 bis 100%] |  | 0% | [8 empty] | Low voltage halogen lamps | Percent [0 to 100%] |  | 0% | [8 empty] | Low voltage halogen lamps | Percent [0 to 100%] |  | 0% | [8 empty] | Low voltage halogen lamps | Percent [0 to 100%] |  | 0%
1195 | BA20_NR_unspecified | b_li_sh_haM_nr | Medium voltage halogen lamps | Percent [0 to 100%] | 3 | Excel |  |  | 1.412% | 1.412% | 0% | 0% | 0% | VITO NV, Project Report Lot 19: Domestic lighting (Part 2) (2009) (p.20) http://www.valosto.com/tiedostot/EuP_Domestic2_Task3_V12a.pdf VITO NV, Project Report Lot 8: Office lighting (2007) (p.71) http://www.eup4light.net/assets/pdffiles/Final/VITO_EuP_Office_Lighting_Projectreport.pdf | 2009 | Average Germany |  | Average Germany | 1 | 1 | 1 | 1 | 1 | 1 | Medium voltage halogen lamps | Percent [0 to 100%] |  | 0% | [8 empty] | Medium voltage halogen lamps | Percent [0 to 100%] | 1.412% | 1.412% |  |  |  |  | VITO NV, Project Report Lot 19: Domestic lighting (Part 2) (2009) (p.20) http://www.valosto.com/tiedostot/EuP_Domestic2_Task3_V12a.pdf VITO NV, Project Report Lot 8: Office lighting (2007) (p.71) http://www.eup4light.net/assets/pdffiles/Final/VITO_EuP_Office_Lighting_Projectreport.pdf | 2009 | Average Germany |  | Average Germany | mittelspannungshalogen Lampe | Prozent [0 bis 100%] |  | 0% | [8 empty] | Medium voltage halogen lamps | Percent [0 to 100%] |  | 0% | [8 empty] | Medium voltage halogen lamps | Percent [0 to 100%] |  | 0% | [8 empty] | Medium voltage halogen lamps | Percent [0 to 100%] |  | 0%
1196 | [11 empty] | 0
1197 | Lever existing situation Please enter value of % of total stock with technology already applied to |  | Lever Existing Situation (please enter value of % of total stock) | [8 empty] | 0 | [12 empty] | Lever Existing Situation (please enter value of % of total stock) | [11 empty] | Lever Existing Situation (please enter value of % of total stock) | [12 empty] | Hebel bereits vorhanden (bitte %Wert angeben bezogen auf Gesamtgebäudebestand) | [11 empty] | Lever Existing Situation (please enter value of % of total stock) | [11 empty] | Lever Existing Situation (please enter value of % of total stock) | [11 empty] | Lever Existing Situation (please enter value of % of total stock)
1198 |  |  | Share of | [8 empty] | 0% | [12 empty] | Share of | [11 empty] | Share of | [12 empty] | Anteil of | [11 empty] | Share of | [11 empty] | Share of | [11 empty] | Share of
1199 | BA20_NR_unspecified | b_wi_sh_nr | buildings with wall insulation | Percent [0 to 100%] | 1 | PPT |  |  | 100% | 100% | 0% | 0% | 0% | [5 empty] | 1 | 1 | 1 | 1 | 1 | 1 | buildings with wall insulation | Percent [0 to 100%] |  | 0% | [8 empty] | buildings with wall insulation | Percent [0 to 100%] | 100% | 100% | [9 empty] | Gebäude mit Wandisolierung | Prozent [0 bis 100%] |  | 0% | [8 empty] | buildings with wall insulation | Percent [0 to 100%] |  | 0% | [8 empty] | buildings with wall insulation | Percent [0 to 100%] |  | 0% | [8 empty] | buildings with wall insulation | Percent [0 to 100%] |  | 0%
1200 | BA20_NR_unspecified | b_gl_sh_nr | buildings with high efficient glazing | Percent [0 to 100%] | 1 | PPT |  |  | 3% | 3% | 0% | 0% | 0% | [5 empty] | 1 | 1 | 1 | 1 | 1 | 1 | buildings with high efficient glazing | Percent [0 to 100%] |  | 0% | [8 empty] | buildings with high efficient glazing | Percent [0 to 100%] | 3% | 3% | [9 empty] | Gebäude mit effiziente Verglasung | Prozent [0 bis 100%] |  | 0% | [8 empty] | buildings with high efficient glazing | Percent [0 to 100%] |  | 0% | [8 empty] | buildings with high efficient glazing | Percent [0 to 100%] |  | 0% | [8 empty] | buildings with high efficient glazing | Percent [0 to 100%] |  | 0%
1201 | BA20_NR_unspecified | b_li_sh_nr | buildings with efficient lighting in baseline | Percent [0 to 100%] | 1 | PPT |  |  | 0% | 0% | 0% | 0% | 0% | [5 empty] | 1 | 1 | 1 | 1 | 1 | 1 | buildings with efficient lighting in baseline | Percent [0 to 100%] |  | 0% | [8 empty] | buildings with efficient lighting in baseline | Percent [0 to 100%] |  | 0% | [9 empty] | Gebäude mit effiziente Beleuchtung | Prozent [0 bis 100%] |  | 0% | [8 empty] | buildings with efficient lighting in baseline | Percent [0 to 100%] |  | 0% | [8 empty] | buildings with efficient lighting in baseline | Percent [0 to 100%] |  | 0% | [8 empty] | buildings with efficient lighting in baseline | Percent [0 to 100%] |  | 0%
1202 | BA20_NR_unspecified | b_dol_sh_nr | buildings with demand oriented lighting | Percent [0 to 100%] | 1 | PPT |  |  | 0% | 0% | 0% | 0% | 0% | [5 empty] | 1 | 1 | 1 | 1 | 1 | 1 | buildings with demand oriented lighting | Percent [0 to 100%] |  | 0% | [8 empty] | buildings with demand oriented lighting | Percent [0 to 100%] |  | 0% | [9 empty] | Gebäude mit bedarfsorientierte Beleuchtung | Prozent [0 bis 100%] |  | 0% | [8 empty] | buildings with demand oriented lighting | Percent [0 to 100%] |  | 0% | [8 empty] | buildings with demand oriented lighting | Percent [0 to 100%] |  | 0% | [8 empty] | buildings with demand oriented lighting | Percent [0 to 100%] |  | 0%
1203 | BA20_NR_unspecified | b_bem_sh_nr | buildings with Building Efficiency Monitoring | Percent [0 to 100%] | 1 | PPT |  |  | 0% | 0% | 0% | 0% | 0% | [5 empty] | 1 | 1 | 1 | 1 | 1 | 1 | buildings with Building Efficiency Monitoring | Percent [0 to 100%] |  | 0% | [8 empty] | buildings with Building Efficiency Monitoring | Percent [0 to 100%] |  | 0% | [9 empty] | Gebäude mit Gebäudeeffizienzüberwachung | Prozent [0 bis 100%] |  | 0% | [8 empty] | buildings with Building Efficiency Monitoring | Percent [0 to 100%] |  | 0% | [8 empty] | buildings with Building Efficiency Monitoring | Percent [0 to 100%] |  | 0% | [8 empty] | buildings with Building Efficiency Monitoring | Percent [0 to 100%] |  | 0%
1204 | BA20_NR_unspecified | b_brm_sh_nr | buildings with Building Remote Monitoring | Percent [0 to 100%] | 1 | PPT |  |  | 0% | 0% | 0% | 0% | 0% | [5 empty] | 1 | 1 | 1 | 1 | 1 | 1 | buildings with Building Remote Monitoring | Percent [0 to 100%] |  | 0% | [8 empty] | buildings with Building Remote Monitoring | Percent [0 to 100%] |  | 0% | [9 empty] | Gebäude mit Gebäudefernüberwachung | Prozent [0 bis 100%] |  | 0% | [8 empty] | buildings with Building Remote Monitoring | Percent [0 to 100%] |  | 0% | [8 empty] | buildings with Building Remote Monitoring | Percent [0 to 100%] |  | 0% | [8 empty] | buildings with Building Remote Monitoring | Percent [0 to 100%] |  | 0%
1205 | BA20_NR_unspecified | b_bpo_sh_nr | buildings with Building Performance Optimization | Percent [0 to 100%] | 1 | PPT |  |  | 0% | 0% | 0% | 0% | 0% | [5 empty] | 1 | 1 | 1 | 1 | 1 | 1 | buildings with Building Performance Optimization | Percent [0 to 100%] |  | 0% | [8 empty] | buildings with Building Performance Optimization | Percent [0 to 100%] |  | 0% | [9 empty] | Gebäude mit Gebäudeleistungsoptimierung | Prozent [0 bis 100%] |  | 0% | [8 empty] | buildings with Building Performance Optimization | Percent [0 to 100%] |  | 0% | [8 empty] | buildings with Building Performance Optimization | Percent [0 to 100%] |  | 0% | [8 empty] | buildings with Building Performance Optimization | Percent [0 to 100%] |  | 0%
1206 | BA20_NR_unspecified | b_dcv_sh_nr | buildings with Demand controlled ventilation | Percent [0 to 100%] | 1 | PPT |  |  | 0% | 0% | 0% | 0% | 0% | [5 empty] | 1 | 1 | 1 | 1 | 1 | 1 | buildings with Demand controlled ventilation | Percent [0 to 100%] |  | 0% | [8 empty] | buildings with Demand controlled ventilation | Percent [0 to 100%] |  | 0% | [9 empty] | Gebäude mit bedarfsgesteuerte Lüftung | Prozent [0 bis 100%] |  | 0% | [8 empty] | buildings with Demand controlled ventilation | Percent [0 to 100%] |  | 0% | [8 empty] | buildings with Demand controlled ventilation | Percent [0 to 100%] |  | 0% | [8 empty] | buildings with Demand controlled ventilation | Percent [0 to 100%] |  | 0%
1207 | BA20_NR_unspecified | b_hcr_sh_nr | buildings with Heat and Cold Recovery in ventilation | Percent [0 to 100%] | 1 | PPT |  |  | 20% | 20% | 0% | 0% | 0% | [5 empty] | 1 | 1 | 1 | 1 | 1 | 1 | buildings with Heat and Cold Recovery in ventilation | Percent [0 to 100%] |  | 0% | [8 empty] | buildings with Heat and Cold Recovery in ventilation | Percent [0 to 100%] | 20% | 20% | [9 empty] | Gebäude mit Wärme und Kälterückgewinnung in Lüftung | Prozent [0 bis 100%] |  | 0% | [8 empty] | buildings with Heat and Cold Recovery in ventilation | Percent [0 to 100%] |  | 0% | [8 empty] | buildings with Heat and Cold Recovery in ventilation | Percent [0 to 100%] |  | 0% | [8 empty] | buildings with Heat and Cold Recovery in ventilation | Percent [0 to 100%] |  | 0%
1208 | BA20_NR_unspecified | b_em_sh_nr | buildings with Efficient Motors | Percent [0 to 100%] | 1 | PPT |  |  | 0% | 0% | 0% | 0% | 0% | [5 empty] | 1 | 1 | 1 | 1 | 1 | 1 | buildings with Efficient Motors | Percent [0 to 100%] |  | 0% | [8 empty] | buildings with Efficient Motors | Percent [0 to 100%] |  | 0% | [9 empty] | Gebäude mit effizienten Motoren | Prozent [0 bis 100%] |  | 0% | [8 empty] | buildings with Efficient Motors | Percent [0 to 100%] |  | 0% | [8 empty] | buildings with Efficient Motors | Percent [0 to 100%] |  | 0% | [8 empty] | buildings with Efficient Motors | Percent [0 to 100%] |  | 0%
1209 | BA20_NR_unspecified | b_bac_sh_nr | buildings with Building Automation BACS Class C | Percent [0 to 100%] | 1 | PPT |  |  | 0% | 0% | 0% | 0% | 0% | [5 empty] | 1 | 1 | 1 | 1 | 1 | 1 | buildings with Building Automation BACS Class C | Percent [0 to 100%] |  | 0% | [8 empty] | buildings with Building Automation BACS Class C | Percent [0 to 100%] |  | 0% | [9 empty] | Gebäude mit Gebäudeautomatisierung Klasse C | Prozent [0 bis 100%] |  | 0% | [8 empty] | buildings with Building Automation BACS Class C | Percent [0 to 100%] |  | 0% | [8 empty] | buildings with Building Automation BACS Class C | Percent [0 to 100%] |  | 0% | [8 empty] | buildings with Building Automation BACS Class C | Percent [0 to 100%] |  | 0%
1210 | BA20_NR_unspecified | b_bab_sh_nr | buildings with Building Automation BACS Class B | Percent [0 to 100%] | 1 | PPT |  |  | 0% | 0% | 0% | 0% | 0% | [5 empty] | 1 | 1 | 1 | 1 | 1 | 1 | buildings with Building Automation BACS Class B | Percent [0 to 100%] |  | 0% | [8 empty] | buildings with Building Automation BACS Class B | Percent [0 to 100%] |  | 0% | [9 empty] | Gebäude mit Gebäudeautomatisierung Klasse B | Prozent [0 bis 100%] |  | 0% | [8 empty] | buildings with Building Automation BACS Class B | Percent [0 to 100%] |  | 0% | [8 empty] | buildings with Building Automation BACS Class B | Percent [0 to 100%] |  | 0% | [8 empty] | buildings with Building Automation BACS Class B | Percent [0 to 100%] |  | 0%
1211 | BA20_NR_unspecified | b_baa_sh_nr | buildings with Building Automation BACS Class A | Percent [0 to 100%] | 1 | PPT |  |  | 0% | 0% | 0% | 0% | 0% | [5 empty] | 1 | 1 | 1 | 1 | 1 | 1 | buildings with Building Automation BACS Class A | Percent [0 to 100%] |  | 0% | [8 empty] | buildings with Building Automation BACS Class A | Percent [0 to 100%] |  | 0% | [9 empty] | Gebäude mit Gebäudeautomatisierung Klasse A | Prozent [0 bis 100%] |  | 0% | [8 empty] | buildings with Building Automation BACS Class A | Percent [0 to 100%] |  | 0% | [8 empty] | buildings with Building Automation BACS Class A | Percent [0 to 100%] |  | 0% | [8 empty] | buildings with Building Automation BACS Class A | Percent [0 to 100%] |  | 0%
1212 | BA20_NR_unspecified | b_rac_sh_nr | buildings with Room Automation HVAC | Percent [0 to 100%] | 1 | PPT |  |  | 0% | 0% | 0% | 0% | 0% | [5 empty] | 1 | 1 | 1 | 1 | 1 | 1 | buildings with Room Automation HVAC | Percent [0 to 100%] |  | 0% | [8 empty] | buildings with Room Automation HVAC | Percent [0 to 100%] |  | 0% | [9 empty] | Gebäude mit Raumautomatisierung Heizung/Lüftung/Klima | Prozent [0 bis 100%] |  | 0% | [8 empty] | buildings with Room Automation HVAC | Percent [0 to 100%] |  | 0% | [8 empty] | buildings with Room Automation HVAC | Percent [0 to 100%] |  | 0% | [8 empty] | buildings with Room Automation HVAC | Percent [0 to 100%] |  | 0%
1213 | BA20_NR_unspecified | b_rab_sh_nr | buildings with Room Automation HVAC + lighting | Percent [0 to 100%] | 1 | PPT |  |  | 0% | 0% | 0% | 0% | 0% | [5 empty] | 1 | 1 | 1 | 1 | 1 | 1 | buildings with Room Automation HVAC + lighting | Percent [0 to 100%] |  | 0% | [8 empty] | buildings with Room Automation HVAC + lighting | Percent [0 to 100%] |  | 0% | [9 empty] | Gebäude mit Raumautomatisierung Heizung/Lüftung/Klima/Beleuchtung | Prozent [0 bis 100%] |  | 0% | [8 empty] | buildings with Room Automation HVAC + lighting | Percent [0 to 100%] |  | 0% | [8 empty] | buildings with Room Automation HVAC + lighting | Percent [0 to 100%] |  | 0% | [8 empty] | buildings with Room Automation HVAC + lighting | Percent [0 to 100%] |  | 0%
1214 | BA20_NR_unspecified | b_raa_sh_nr | buildings with Building Automation HVAC + lighting + blinds | Percent [0 to 100%] | 1 | PPT |  |  | 0% | 0% | 0% | 0% | 0% | [5 empty] | 1 | 1 | 1 | 1 | 1 | 1 | buildings with Building Automation HVAC + lighting + blinds | Percent [0 to 100%] |  | 0% | [8 empty] | buildings with Building Automation HVAC + lighting + blinds | Percent [0 to 100%] |  | 0% | [9 empty] | Gebäude mit Raumautomatisierung Heizung/Lüftung/Klima/Beleuchtung/Verschattung | Prozent [0 bis 100%] |  | 0% | [8 empty] | buildings with Building Automation HVAC + lighting + blinds | Percent [0 to 100%] |  | 0% | [8 empty] | buildings with Building Automation HVAC + lighting + blinds | Percent [0 to 100%] |  | 0% | [8 empty] | buildings with Building Automation HVAC + lighting + blinds | Percent [0 to 100%] |  | 0%
1215
1216
1217
1218
1219
1220
1221
1222
1223
1224
1225
1226
1227
1228
1229
1230
1231
1232
1233
1234
1235
1236
1237
1238
1239
1240
1241
1242
1243
1244
1245
1246
1247
1248
1249
1250
1251
1252
1253
1254
1255
1256
1257
1258
1259
1260
1261
1262
1263
1264
1265
1266
1267
1268
1269
1270
1271
1272
1273
1274
1275
1276
1277
1278
1279
1280
1281
1282
1283
1284
1285
1286
1287
1288
1289
1290
1291
1292
1293
1294
1295
1296
1297
1298
1299
1300
No transfer to summary below this line
Note on K21: Same as initial baseline data, if there is no forcast of today available in the source.
Note on AE21: Same as initial baseline data, if there is no forcast of today available in the source.
Note on BS21: Same as initial baseline data, if there is no forcast of today available in the source.
Note on CF21: Same as initial baseline data, if there is no forcast of today available in the source.
Note on CS21: Same as initial baseline data, if there is no forcast of today available in the source.

## 6.1_Input Commercial office
1301 | Project | Project: | Master | [15 empty] | Conversion factors | [5 empty] | US Template | [11 empty] | International English Template | [12 empty] | German Template | [11 empty] | Chinese Template | [11 empty] | Spanish Template | [11 empty] | French Template
1302 |  | City Data: | CYPT | [21 empty] | CYPT | [11 empty] | CYPT | [12 empty] | CYPT | [11 empty] | CYPT | [11 empty] | CYPT | [11 empty] | CYPT
1303 | Legend: |  | Helsinki | [21 empty] | <Input for city name> | [11 empty] | Helsinki | [12 empty] | Helsinki | [11 empty] | Helsinki | [11 empty] | Helsinki | [11 empty] | Helsinki
1304
1305 |  |  | Overview current sheet | [21 empty] | Overview current sheet | [11 empty] | Overview current sheet | [12 empty] | Überblick der Seite | [11 empty] | Overview current sheet | [11 empty] | Overview current sheet | [11 empty] | Overview current sheet
1306 |  |  | shall be reported | [21 empty] | shall be reported | [11 empty] | shall be reported | [12 empty] | Eingabe erfürderlich | [11 empty] | shall be reported | [11 empty] | shall be reported | [11 empty] | shall be reported
1307 |  |  | Alternative if necessary value not available, orange becomes necessary | [21 empty] | Alternative if necessary value not available, orange becomes necessary | [11 empty] | Alternative if necessary value not available, orange becomes necessary | [12 empty] | Alternative Eingabemöglichkeit für vorangegangene Parameter | [11 empty] | Alternative if necessary value not available, orange becomes necessary | [11 empty] | Alternative if necessary value not available, orange becomes necessary | [11 empty] | Alternative if necessary value not available, orange becomes necessary
1308 |  |  | if available, business as usual (according to ongoing activities and action plans in place): if no data forecasts available we take the baseline data for the following years as well | [21 empty] | if available, business as usual (according to ongoing activities and action plans in place): if no data forecasts available we take the baseline data for the following years as well | [11 empty] | if available, business as usual (according to ongoing activities and action plans in place): if no data forecasts available we take the baseline data for the following years as well | [12 empty] | falls verfügbar aus vorhandener Planung, falls keine Daten vorhanden sind, werden die Daten aus dem Basisjahr genommen und ggf. entsprechend des Bedarfs skaliert | [11 empty] | if available, business as usual (according to ongoing activities and action plans in place): if no data forecasts available we take the baseline data for the following years as well | [11 empty] | if available, business as usual (according to ongoing activities and action plans in place): if no data forecasts available we take the baseline data for the following years as well | [11 empty] | if available, business as usual (according to ongoing activities and action plans in place): if no data forecasts available we take the baseline data for the following years as well
1309 |  |  | Automatically interpolated to year today. Can be overwritten (in this case use red letters) | [21 empty] | Automatically interpolated to year today. Can be overwritten (in this case use red letters) | [11 empty] | Automatically interpolated to year today. Can be overwritten (in this case use red letters) | [12 empty] | Automatische Interpolation des aktuellen Jahre, basierend aus Basisjahr und fürtschreibung 2020. Kann überschrieben werden, falls daten vorhanden sind (in diesem Fall Schrift rot verwenden) | [11 empty] | Automatically interpolated to year today. Can be overwritten (in this case use red letters) | [11 empty] | Automatically interpolated to year today. Can be overwritten (in this case use red letters) | [11 empty] | Automatically interpolated to year today. Can be overwritten (in this case use red letters)
1310 |  |  | nice to have Helsinki specific factor otherwise we adapt standard data or other studies | [21 empty] | nice to have <Input for city name> specific factor otherwise we adapt standard data or other studies | [11 empty] | nice to have Helsinki specific factor otherwise we adapt standard data or other studies | [12 empty] | Daten spezifisch für Helsinki wären gut, ansonsten werden Standarddaten, oder andere Studien herangezogen | [11 empty] | nice to have Helsinki specific factor otherwise we adapt standard data or other studies | [11 empty] | nice to have Helsinki specific factor otherwise we adapt standard data or other studies | [11 empty] | nice to have Helsinki specific factor otherwise we adapt standard data or other studies
1311 |  |  | First data delivery | Date | [20 empty] | First data delivery | Date | [10 empty] | First data delivery | Date | [11 empty] | 1. Datenerhebung | Date | [10 empty] | First data delivery | Date | [10 empty] | First data delivery | Date | [10 empty] | First data delivery | Date
1312 |  |  | First update | Date | [20 empty] | First update | Date | [10 empty] | First update | Date | [11 empty] | 1. Datenaktualisierung | Date | [10 empty] | First update | Date | [10 empty] | First update | Date | [10 empty] | First update | Date
1313 |  |  | Second update | Date | [20 empty] | Second update | Date | [10 empty] | Second update | Date | [11 empty] | 2. Datenaktualisierung | Date | [10 empty] | Second update | Date | [10 empty] | Second update | Date | [10 empty] | Second update | Date
1314 |  |  | Third update | Date | [20 empty] | Third update | Date | [10 empty] | Third update | Date | [11 empty] | 3. Datenaktualisierung | Date | [10 empty] | Third update | Date | [10 empty] | Third update | Date | [10 empty] | Third update | Date
1315 | Data Overview: |  | Fourth update | Date | [20 empty] | Fourth update | Date | [10 empty] | Fourth update | Date | [11 empty] | 4. Datenaktualisierung | Date | [10 empty] | Fourth update | Date | [10 empty] | Fourth update | Date | [10 empty] | Fourth update | Date
1316 |  |  | Data Overview: | [21 empty] | Data Overview: | [11 empty] | Data Overview: | [12 empty] | Datenüberblick | [11 empty] | Data Overview: | [11 empty] | Data Overview: | [11 empty] | Data Overview:
1317 |  |  | Energy demand (electricity and heat) | [21 empty] | Energy demand (electricity and heat) | [11 empty] | Energy demand (electricity and heat) | [12 empty] | Energiebedarf | [11 empty] | Energy demand (electricity and heat) | [11 empty] | Energy demand (electricity and heat) | [11 empty] | Energy demand (electricity and heat)
1318 |  |  | Thermal losses | [21 empty] | Thermal losses | [11 empty] | Thermal losses | [12 empty] | Thermische Verluste | [11 empty] | Thermal losses | [11 empty] | Thermal losses | [11 empty] | Thermal losses
1319 | Lever Overview |  | Annual efficiency improvements BAU | [21 empty] | Annual efficiency improvements BAU | [11 empty] | Annual efficiency improvements BAU | [12 empty] | Jährliche Effizienzverbesserung | [11 empty] | Annual efficiency improvements BAU | [11 empty] | Annual efficiency improvements BAU | [11 empty] | Annual efficiency improvements BAU
1320 | Parameter sets | Parameter | [6 empty] | Data | Forecast Data |  |  |  | Data Specifications: please specify source of data and additional information regarding data quality | [12 empty] | Data | Forecast Data |  |  |  | Data Specifications: please specify source of data and additional information regarding data quality | [6 empty] | Data | Forecast Data |  |  |  |  | Data Specifications: please specify source of data and additional information regarding data quality | [6 empty] | Daten | Forecast Data |  |  |  | Daten Spezifikation: Quellen durchnummieren, links und Angaben zur Daten Qualität etc. | [6 empty] | Data | Forecast Data |  |  |  | Data Specifications: please specify source of data and additional information regarding data quality | [6 empty] | Data | Forecast Data |  |  |  | Data Specifications: please specify source of data and additional information regarding data quality | [6 empty] | Data | Forecast Data |  |  |  | Data Specifications: please specify source of data and additional information regarding data quality
1321 |  |  | Parameter unit of measure and description | unit of measure | left empty intentionally | left empty intentionally | left empty intentionally | left empty intentionally | Baseline | Today | 2020 | 2025 | 2050 | Reference/Source | Year of baseline data | Type of baseline data | Quality of data | Comments & limitations | conversion | conversion factor (International English to Master) | conversion factor (German to Master) | conversion factor (Chinese to Master) | conversion factor (Spanish to Master) | conversion factor (French to Master) | Parameter unit of measure and description | unit of measure | Baseline | Today | 2020 | 2025 | 2050 | Reference/Source | Year of baseline data | Type of baseline data | Quality of data | Comments & limitations | Parameter unit of measure and description | unit of measure | Baseline | Today | 2020 | 2025 | 2030 | 2050 | Reference/Source | Year of baseline data | Type of baseline data | Quality of data | Comments & limitations | Parameter | Einheit | Datenbasis | Heute | 2020 | 2025 | 2050 | Quelle | Jahr aus dem die Basisdaten sind | Art der Basisdaten | Qualität | Kommentare oder Einschränkungen z.B. Gültigkeit der Daten | Parameter unit of measure and description | unit of measure | Baseline | Today | 2020 | 2025 | 2050 | Reference/Source | Year of baseline data | Type of baseline data | Quality of data | Comments & limitations | Parameter unit of measure and description | unit of measure | Baseline | Today | 2020 | 2025 | 2050 | Reference/Source | Year of baseline data | Type of baseline data | Quality of data | Comments & limitations | Parameter unit of measure and description | unit of measure | Baseline | Today | 2020 | 2025 | 2050 | Reference/Source | Year of baseline data | Type of baseline data | Quality of data | Comments & limitations
1322 | [15 empty] | Average, City | Statistics | [16 empty] | Average, City | Statistics | [11 empty] | Average, City | Statistics | [10 empty] | Stadtmittelwert | Statistik | [10 empty] | Average, City | Statistics | [10 empty] | Average, City | Statistics | [10 empty] | Average, City | Statistics
1323 | [15 empty] | Example, city | Extrapolated | [16 empty] | Example, city | Extrapolated | [11 empty] | Example, city | Extrapolated | [10 empty] | Beispielfall, Stadt | Extrapoliert | [10 empty] | Example, city | Extrapolated | [10 empty] | Example, city | Extrapolated | [10 empty] | Example, city | Extrapolated
1324 | [15 empty] | Average, city close by | Calculated from statistics | [16 empty] | Average, city close by | Calculated from statistics | [11 empty] | Average, city close by | Calculated from statistics | [10 empty] | Mittelwert, Stadt in Region | Berechnet aus statistischen Werten | [10 empty] | Average, city close by | Calculated from statistics | [10 empty] | Average, city close by | Calculated from statistics | [10 empty] | Average, city close by | Calculated from statistics
1325 | [15 empty] | Examle, city close by | Calculated from stat. inc. assumptions | [16 empty] | Examle, city close by | Calculated from stat. inc. assumptions | [11 empty] | Examle, city close by | Calculated from stat. inc. assumptions | [10 empty] | Beispielfall, Stadt in Region | Berechnet aus stat. Werten unter Annahmen | [10 empty] | Examle, city close by | Calculated from stat. inc. assumptions | [10 empty] | Examle, city close by | Calculated from stat. inc. assumptions | [10 empty] | Examle, city close by | Calculated from stat. inc. assumptions
1326 | [15 empty] | Average, national | [17 empty] | Average, national | [12 empty] | Average, national | [11 empty] | Durchschnitt, national | [11 empty] | Average, national | [11 empty] | Average, national | [11 empty] | Average, national
1327 | [15 empty] | Example, country | [17 empty] | Example, country | [12 empty] | Example, country | [11 empty] | Beispiel, national | [11 empty] | Example, country | [11 empty] | Example, country | [11 empty] | Example, country
1328
1329
1330 | Electricity demand and efficiency increase |  | Electricity demand and efficiency increase | [21 empty] | Electricity demand and efficiency increase | [11 empty] | Electricity demand and efficiency increase | [12 empty] | Elektrizitätsbedarf und Effizienzsteigerung | [11 empty] | Electricity demand and efficiency increase | [11 empty] | Electricity demand and efficiency increase | [11 empty] | Electricity demand and efficiency increase
1331 | BA21_NR_Commercial_Offices | b_de_el_bl_nr_co | Total electricity demand in baseline | Kilowatt hours per square square meter [kWh/m²*a] |  |  |  |  | 82 | 82 | 0 | 0 | 0 | City of Helsinki Public Works Department, Kaupungin omistamien rakennusten energiankulutustiedot (2014) and Helsinki kulutusseurantalomake (2014) | 2014 | Example, city | Extrapolated | City-owned buildings. Average of City of Helsinki Public Works Department, Kaupungin omistamien rakennusten energiankulutustiedot (2014) and Helsinki kulutusseurantalomake (2014) | 3.1546 | 1 | 1 | 1 | 1 | 1 | Total electricity demand in baseline | Energy Use Intensity (EUI) or thousand BTU per square foot per year [kBtu/ft2 per yr] |  | 0 | [8 empty] | Total electricity demand in baseline | Kilowatt hours per square square meter [kWh/m²*a] | 82 | 82 |  |  |  |  | City of Helsinki Public Works Department, Kaupungin omistamien rakennusten energiankulutustiedot (2014) and Helsinki kulutusseurantalomake (2014) | 2014 | Example, city | Extrapolated | City-owned buildings. Average of City of Helsinki Public Works Department, Kaupungin omistamien rakennusten energiankulutustiedot (2014) and Helsinki kulutusseurantalomake (2014) | Gesamt Elektrizitäts bedarf | Kilowatt stunden pro Quadratmeter pro Jahr (kWh/m2*a) |  | 0 | [8 empty] | Total electricity demand in baseline | Kilowatt hours per square square meter [kWh/m²*a] |  | 0 | [8 empty] | Total electricity demand in baseline | Kilowatt hours per square square meter [kWh/m²*a] |  | 0 | [8 empty] | Total electricity demand in baseline | Kilowatt hours per square square meter [kWh/m²*a] |  | 0
1332 |  |  | Share of electricity demand in baseline for | [8 empty] | 0% | [12 empty] | Share of electricity demand in baseline for |  | 0% | 0% | 0% | 0% | 0% | [5 empty] | Share of electricity demand in baseline for |  | 100% | 100% | 0% | 0% |  | 0% | [5 empty] | Anteil Elektrizitäts bedarf für |  | 0% | 0% | 0% | 0% | 0% | [5 empty] | Share of electricity demand in baseline for |  | 0% | 0% | 0% | 0% | 0% | [5 empty] | Share of electricity demand in baseline for |  | 0% | 0% | 0% | 0% | 0% | [5 empty] | Share of electricity demand in baseline for |  | 0% | 0% | 0% | 0% | 0%
1333 | BA21_NR_Commercial_Offices | b_de_el_li_bl_sh_nr_co | Lighting | Percent [0 to 100%] |  |  |  |  | 43% | 43% | 0% | 0% | 0% | Ministry of the Environment, D5 Suomen rakentamismääräyskokoelma, Rakennuksen energiankulutuksen ja lämmitystehontarpeen laskenta (2012) | 2007 | Example, country | Calculated from stat. inc. Assumptions | According to Eneron the values in the regulations correspond well enough to older buildings as well. | 1 | 1 | 1 | 1 | 1 | 1 | Lighting | Percent [0 to 100%] |  | 0% | [8 empty] | Lighting | Percent [0 to 100%] | 43% | 43% |  |  |  |  | Ministry of the Environment, D5 Suomen rakentamismääräyskokoelma, Rakennuksen energiankulutuksen ja lämmitystehontarpeen laskenta (2012) | 2007 | Example, country | Calculated from stat. inc. Assumptions | According to Eneron the values in the regulations correspond well enough to older buildings as well. | Beleuchtung | Prozent [0 bis 100%] |  | 0% | [8 empty] | Lighting | Percent [0 to 100%] |  | 0% | [8 empty] | Lighting | Percent [0 to 100%] |  | 0% | [8 empty] | Lighting | Percent [0 to 100%] |  | 0%
1334 | BA21_NR_Commercial_Offices | b_de_el_ap_bl_sh_nr_co | Appliances | Percent [0 to 100%] |  |  |  |  | 0% | 0% | 0% | 0% | 0% | Ministry of the Environment, D5 Suomen rakentamismääräyskokoelma, Rakennuksen energiankulutuksen ja lämmitystehontarpeen laskenta (2012) | 2007 | Example, country | Calculated from stat. inc. assumptions | According to Eneron the values in the regulations correspond well enough to older buildings as well. | 1 | 1 | 1 | 1 | 1 | 1 | Appliances | Percent [0 to 100%] |  | 0% | [8 empty] | Appliances | Percent [0 to 100%] | 0% | 0% |  |  |  |  | Ministry of the Environment, D5 Suomen rakentamismääräyskokoelma, Rakennuksen energiankulutuksen ja lämmitystehontarpeen laskenta (2012) | 2007 | Example, country | Calculated from stat. inc. assumptions | According to Eneron the values in the regulations correspond well enough to older buildings as well. | Geräte/Techniks | Prozent [0 bis 100%] |  | 0% | [8 empty] | Appliances | Percent [0 to 100%] |  | 0% | [8 empty] | Appliances | Percent [0 to 100%] |  | 0% | [8 empty] | Appliances | Percent [0 to 100%] |  | 0%
1335 | BA21_NR_Commercial_Offices | b_de_el_ve_bl_sh_nr_co | Ventilation | Percent [0 to 100%] |  |  |  |  | 17% | 17% | 0% | 0% | 0% | Ministry of the Environment, D5 Suomen rakentamismääräyskokoelma, Rakennuksen energiankulutuksen ja lämmitystehontarpeen laskenta (2012) | 2007 | Example, country | Calculated from stat. inc. assumptions | According to Eneron the values in the regulations correspond well enough to older buildings as well. | 1 | 1 | 1 | 1 | 1 | 1 | Ventilation | Percent [0 to 100%] |  | 0% | [8 empty] | Ventilation | Percent [0 to 100%] | 17% | 17% |  |  |  |  | Ministry of the Environment, D5 Suomen rakentamismääräyskokoelma, Rakennuksen energiankulutuksen ja lämmitystehontarpeen laskenta (2012) | 2007 | Example, country | Calculated from stat. inc. assumptions | According to Eneron the values in the regulations correspond well enough to older buildings as well. | Lüftung | Prozent [0 bis 100%] |  | 0% | [8 empty] | Ventilation | Percent [0 to 100%] |  | 0% | [8 empty] | Ventilation | Percent [0 to 100%] |  | 0% | [8 empty] | Ventilation | Percent [0 to 100%] |  | 0%
1336 | BA21_NR_Commercial_Offices | b_de_el_ot_bl_sh_nr_co | Other | Percent [0 to 100%] |  |  |  |  | 40% | 40% | 0% | 0% | 0% | Ministry of the Environment, D5 Suomen rakentamismääräyskokoelma, Rakennuksen energiankulutuksen ja lämmitystehontarpeen laskenta (2012) | 2007 | Example, country | Calculated from stat. inc. assumptions | According to Eneron the values in the regulations correspond well enough to older buildings as well. | 1 | 1 | 1 | 1 | 1 | 1 | Other | Percent [0 to 100%] |  | 0% | [8 empty] | Other | Percent [0 to 100%] | 40% | 40% |  |  |  |  | Ministry of the Environment, D5 Suomen rakentamismääräyskokoelma, Rakennuksen energiankulutuksen ja lämmitystehontarpeen laskenta (2012) | 2007 | Example, country | Calculated from stat. inc. assumptions | According to Eneron the values in the regulations correspond well enough to older buildings as well. | "Andere" | Prozent [0 bis 100%] |  | 0% | [8 empty] | Other | Percent [0 to 100%] |  | 0% | [8 empty] | Other | Percent [0 to 100%] |  | 0% | [8 empty] | Other | Percent [0 to 100%] |  | 0%
1337 |  |  | BAU annual efficiency increase decreasing electricity demand for | [8 empty] | 0 | [12 empty] | BAU annual efficiency increase decreasing electricity demand for | [11 empty] | BAU annual efficiency increase decreasing electricity demand for | [12 empty] | Jährliche Effizienzverbesserung /verschlechtungen [-100 to 100%], des Elektrizitätsbedarf für | [11 empty] | BAU annual efficiency increase decreasing electricity demand for | [11 empty] | BAU annual efficiency increase decreasing electricity demand for | [11 empty] | BAU annual efficiency increase decreasing electricity demand for
1338 | BA10_Residentials | b_li_ei_nr_co | Lighting /Lamp stock | Percent [-100 to 100%] | 3 | Excel |  |  | 0% | 0% | 0% | 0% | 0% | [5 empty] | 1 | 1 | 1 | 1 | 1 | 1 | Lighting /Lamp stock | Percent [-100 to 100%] |  | 0% | [8 empty] | Lighting /Lamp stock | Percent [-100 to 100%] |  | 0% | [9 empty] | Beleuchtung | Prozent [-100 bis 100%] |  | 0% | [8 empty] | Lighting /Lamp stock | Percent [-100 to 100%] |  | 0% | [8 empty] | Lighting /Lamp stock | Percent [-100 to 100%] |  | 0% | [8 empty] | Lighting /Lamp stock | Percent [-100 to 100%] |  | 0%
1339 | BA21_NR_Commercial_Offices | b_de_el_ap_ei_nr_co | Appliances | Percent [-100 to 100%] |  |  |  |  | 0% | 0% | 0% | 0% | 0% | [5 empty] | 1 | 1 | 1 | 1 | 1 | 1 | Appliances | Percent [-100 to 100%] |  | 0% | [8 empty] | Appliances | Percent [-100 to 100%] |  | 0% | [9 empty] | Geräte/Technik | Prozent [-100 bis 100%] |  | 0% | [8 empty] | Appliances | Percent [-100 to 100%] |  | 0% | [8 empty] | Appliances | Percent [-100 to 100%] |  | 0% | [8 empty] | Appliances | Percent [-100 to 100%] |  | 0%
1340 | BA21_NR_Commercial_Offices | b_de_el_ve_ei_nr_co | Ventilation | Percent [-100 to 100%] |  |  |  |  | 0% | 0% | 0% | 0% | 0% | [5 empty] | 1 | 1 | 1 | 1 | 1 | 1 | Ventilation | Percent [-100 to 100%] |  | 0% | [8 empty] | Ventilation | Percent [-100 to 100%] |  | 0% | [9 empty] | Lüftung | Prozent [-100 bis 100%] |  | 0% | [8 empty] | Ventilation | Percent [-100 to 100%] |  | 0% | [8 empty] | Ventilation | Percent [-100 to 100%] |  | 0% | [8 empty] | Ventilation | Percent [-100 to 100%] |  | 0%
1341 | BA21_NR_Commercial_Offices | b_de_el_ot_ei_nr_co | Other | Percent [-100 to 100%] |  |  |  |  | 0% | 0% | 0% | 0% | 0% | [5 empty] | 1 | 1 | 1 | 1 | 1 | 1 | Other | Percent [-100 to 100%] |  | 0% | [8 empty] | Other | Percent [-100 to 100%] |  | 0% | [9 empty] | Andere | Prozent [-100 bis 100%] |  | 0% | [8 empty] | Other | Percent [-100 to 100%] |  | 0% | [8 empty] | Other | Percent [-100 to 100%] |  | 0% | [8 empty] | Other | Percent [-100 to 100%] |  | 0%
1342 | [11 empty] | 0
1343 | Cooling demand and efficiency increase |  | Cooling demand and efficiency increase | [8 empty] | 0 | [12 empty] | Cooling demand and efficiency increase | [11 empty] | Cooling demand and efficiency increase | [12 empty] | Kältebedarf und Effizienzsteigerung | [11 empty] | Cooling demand and efficiency increase | [11 empty] | Cooling demand and efficiency increase | [11 empty] | Cooling demand and efficiency increase
1344 | BA21_NR_Commercial_Offices | b_de_co_bl_nr_co | Total cooling demand in baseline | Kilowatt hours per square square meter [kWh/m²*a] |  |  |  |  | 5.61 | 5.61 | 7.778 | 7.778 | 7.778 | Helsingin 30 % päästövähennysselvitys http://www.hel.fi/static/ymk/julkaisut/julkaisu-07-14.pdf | 2015 | Average, City | Calculated from statistics | City's district cooling demand allocated to all non-residential buildings equally, according to their m2 (input before was 9 kw/m2) | 3.1546 | 1 | 1 | 1 | 1 | 1 | Total cooling demand in baseline | Energy Use Intensity (EUI) or thousand BTU per square foot per year [kBtu/ft2 per yr] |  | 0 | [8 empty] | Total cooling demand in baseline | Kilowatt hours per square meter [kWh/m²*a] | 5.61 | 5.61 | 7.778 | 7.778 | 7.778 | 7.778 | Helsingin 30 % päästövähennysselvitys http://www.hel.fi/static/ymk/julkaisut/julkaisu-07-14.pdf | 2015 | Average, City | Calculated from statistics | City's district cooling demand allocated to all non-residential buildings equally, according to their m2 (input before was 9 kw/m2) | Gesamt Kältebedarf | Kilowatt stunden pro Quadratmeter pro Jahr (kWh/m2*a) |  | 0 | [8 empty] | Total cooling demand in baseline | Kilowatt hours per square square meter [kWh/m²*a] |  | 0 | [8 empty] | Total cooling demand in baseline | Kilowatt hours per square square meter [kWh/m²*a] |  | 0 | [8 empty] | Total cooling demand in baseline | Kilowatt hours per square square meter [kWh/m²*a] |  | 0
1345 |  |  | Share of cooling demand in baseline due to | [8 empty] | 0% | [12 empty] | Share of cooling demand in baseline due to |  | 0% | 0% | 0% | 0% | 0% | [5 empty] | Share of cooling demand in baseline due to |  | 0% | 0% | 0% | 0% |  | 0% | [5 empty] | Anteil Kältebedarf für |  | 0% | 0% | 0% | 0% | 0% | [5 empty] | Share of cooling demand in baseline due to |  | 0% | 0% | 0% | 0% | 0% | [5 empty] | Share of cooling demand in baseline due to |  | 0% | 0% | 0% | 0% | 0% | [5 empty] | Share of cooling demand in baseline due to |  | 0% | 0% | 0% | 0% | 0%
1346 | BA21_NR_Commercial_Offices | b_de_co_le_bl_sh_nr_co | Infiltration | Percent [0 to 100%] |  |  |  |  | 0% | 0% | 0% | 0% | 0% | [5 empty] | 1 | 1 | 1 | 1 | 1 | 1 | Infiltration | Percent [0 to 100%] |  | 0% | [8 empty] | Infiltration | Percent [0 to 100%] |  | 0% | [9 empty] | Infiltration | Prozent [0 bis 100%] |  | 0% | [8 empty] | Infiltration | Percent [0 to 100%] |  | 0% | [8 empty] | Infiltration | Percent [0 to 100%] |  | 0% | [8 empty] | Infiltration | Percent [0 to 100%] |  | 0%
1347 | BA21_NR_Commercial_Offices | b_de_co_ve_bl_sh_nr_co | Ventilation | Percent [0 to 100%] |  |  |  |  | 0% | 0% | 0% | 0% | 0% | [5 empty] | 1 | 1 | 1 | 1 | 1 | 1 | Ventilation | Percent [0 to 100%] |  | 0% | [8 empty] | Ventilation | Percent [0 to 100%] |  | 0% | [9 empty] | Lüftung | Prozent [0 bis 100%] |  | 0% | [8 empty] | Ventilation | Percent [0 to 100%] |  | 0% | [8 empty] | Ventilation | Percent [0 to 100%] |  | 0% | [8 empty] | Ventilation | Percent [0 to 100%] |  | 0%
1348 | BA21_NR_Commercial_Offices | b_de_co_wa_bl_sh_nr_co | Losses through walls through transmission | Percent [0 to 100%] |  |  |  |  | 0% | 0% | 0% | 0% | 0% | [5 empty] | 1 | 1 | 1 | 1 | 1 | 1 | Losses through walls through transmission | Percent [0 to 100%] |  | 0% | [8 empty] | Losses through walls through transmission | Percent [0 to 100%] |  | 0% | [9 empty] | Verluste durch Wanddurchgang (transmission) | Prozent [0 bis 100%] |  | 0% | [8 empty] | Losses through walls through transmission | Percent [0 to 100%] |  | 0% | [8 empty] | Losses through walls through transmission | Percent [0 to 100%] |  | 0% | [8 empty] | Losses through walls through transmission | Percent [0 to 100%] |  | 0%
1349 | BA21_NR_Commercial_Offices | b_de_co_wi_sr_bl_sh_nr_co | Heat input by solar radiation through windows | Percent [0 to 100%] |  |  |  |  | 0% | 0% | 0% | 0% | 0% | [5 empty] | 1 | 1 | 1 | 1 | 1 | 1 | Heat input by solar radiation through windows | Percent [0 to 100%] |  | 0% | [8 empty] | Heat input by solar radiation through windows | Percent [0 to 100%] |  | 0% | [9 empty] | Wärmeeintrag durch Fenster (solar radiation) | Prozent [0 bis 100%] |  | 0% | [8 empty] | Heat input by solar radiation through windows | Percent [0 to 100%] |  | 0% | [8 empty] | Heat input by solar radiation through windows | Percent [0 to 100%] |  | 0% | [8 empty] | Heat input by solar radiation through windows | Percent [0 to 100%] |  | 0%
1350 | BA21_NR_Commercial_Offices | b_de_co_wi_tr_bl_sh_nr_co | Losses through windows through transmission | Percent [0 to 100%] |  |  |  |  | 0% | 0% | 0% | 0% | 0% | [5 empty] | 1 | 1 | 1 | 1 | 1 | 1 | Losses through windows through transmission | Percent [0 to 100%] |  | 0% | [8 empty] | Losses through windows through transmission | Percent [0 to 100%] |  | 0% | [9 empty] | Verluste durch Fensterdurchgang (transmission) | Prozent [0 bis 100%] |  | 0% | [8 empty] | Losses through windows through transmission | Percent [0 to 100%] |  | 0% | [8 empty] | Losses through windows through transmission | Percent [0 to 100%] |  | 0% | [8 empty] | Losses through windows through transmission | Percent [0 to 100%] |  | 0%
1351 | BA21_NR_Commercial_Offices | b_de_co_ot_bl_sh_nr_co | Other effects (e.g. people, electrical Appliances) | Percent [0 to 100%] |  |  |  |  | 0% | 0% | 0% | 0% | 0% | [5 empty] | 1 | 1 | 1 | 1 | 1 | 1 | Other effects (e.g. people, electrical Appliances) | Percent [0 to 100%] |  | 0% | [8 empty] | Other effects (e.g. people, electrical Appliances) | Percent [0 to 100%] |  | 0% | [9 empty] | Andere Effekts (e.g. Personen, Geräte/Technik) | Prozent [0 bis 100%] |  | 0% | [8 empty] | Other effects (e.g. people, electrical Appliances) | Percent [0 to 100%] |  | 0% | [8 empty] | Other effects (e.g. people, electrical Appliances) | Percent [0 to 100%] |  | 0% | [8 empty] | Other effects (e.g. people, electrical Appliances) | Percent [0 to 100%] |  | 0%
1352 |  |  | BAU annual efficiency increase, decreasing cooling demand due to losses through | [8 empty] | 0 | [12 empty] | BAU annual efficiency increase, decreasing cooling demand due to losses through | [11 empty] | BAU annual efficiency increase, decreasing cooling demand due to losses through | [12 empty] | Jährliche Effizienzverbesserung/verschlechterung [-100 to 100%], des Kältebedarfs durch | [11 empty] | BAU annual efficiency increase, decreasing cooling demand due to losses through | [11 empty] | BAU annual efficiency increase, decreasing cooling demand due to losses through | [11 empty] | BAU annual efficiency increase, decreasing cooling demand due to losses through
1353 | BA21_NR_Commercial_Offices | b_de_co_le_ei_nr_co | Infiltration | Percent [-100 to 100%] |  |  |  |  | 0% | 0% | 0% | 0% | 0% | [5 empty] | 1 | 1 | 1 | 1 | 1 | 1 | Infiltration | Percent [-100 to 100%] |  | 0% | [8 empty] | Infiltration | Percent [-100 to 100%] |  | 0% | [9 empty] | Verluste durch Infiltration | Prozent [-100 bis 100%] |  | 0% | [8 empty] | Infiltration | Percent [-100 to 100%] |  | 0% | [8 empty] | Infiltration | Percent [-100 to 100%] |  | 0% | [8 empty] | Infiltration | Percent [-100 to 100%] |  | 0%
1354 | BA21_NR_Commercial_Offices | b_de_co_ve_ei_nr_co | Ventilation | Percent [-100 to 100%] |  |  |  |  | 0% | 0% | 0% | 0% | 0% | [5 empty] | 1 | 1 | 1 | 1 | 1 | 1 | Ventilation | Percent [-100 to 100%] |  | 0% | [8 empty] | Ventilation | Percent [-100 to 100%] |  | 0% | [9 empty] | Verluste durch Lüftung | Prozent [-100 bis 100%] |  | 0% | [8 empty] | Ventilation | Percent [-100 to 100%] |  | 0% | [8 empty] | Ventilation | Percent [-100 to 100%] |  | 0% | [8 empty] | Ventilation | Percent [-100 to 100%] |  | 0%
1355 | BA21_NR_Commercial_Offices | b_de_co_ot_ei_nr_co | Other (e.g. electric appliances, people) | Percent [-100 to 100%] |  |  |  |  | 0% | 0% | 0% | 0% | 0% | [5 empty] | 1 | 1 | 1 | 1 | 1 | 1 | Other (e.g. electric appliances, people) | Percent [-100 to 100%] |  | 0% | [8 empty] | Other (e.g. electric appliances, people) | Percent [-100 to 100%] |  | 0% | [9 empty] | Andere Effekts (e.g. Personen, Geräte/Technik) | Prozent [-100 bis 100%] |  | 0% | [8 empty] | Other (e.g. electric appliances, people) | Percent [-100 to 100%] |  | 0% | [8 empty] | Other (e.g. electric appliances, people) | Percent [-100 to 100%] |  | 0% | [8 empty] | Other (e.g. electric appliances, people) | Percent [-100 to 100%] |  | 0%
1356 | [11 empty] | 0
1357 | Heat demand including warm water and efficiency increase |  | Heat demand including warm water and efficiency increase | [8 empty] | 0 | [12 empty] | Heat demand including warm water and efficiency increase | [11 empty] | Heat demand including warm water and efficiency increase | [12 empty] | Wärmebedarf inklusive Warmwasser und Effizienzsteigerung | [11 empty] | Heat demand including warm water and efficiency increase | [11 empty] | Heat demand including warm water and efficiency increase | [11 empty] | Heat demand including warm water and efficiency increase
1358 | BA21_NR_Commercial_Offices | b_de_he_bl_nr_co | Total heat demand in baseline | Kilowatt hours per square square meter [kWh/m²*a] |  |  |  |  | 118 | 118 | 0 | 0 | 0 | City of Helsinki Public Works Department, Kaupungin omistamien rakennusten energiankulutustiedot (2014) | 2014 | Average, City | Statistics | City-owned buildings. Average of City of Helsinki Public Works Department, Kaupungin omistamien rakennusten energiankulutustiedot (2014) and Helsinki kulutusseurantalomake (2014) | 3.1546 | 1 | 1 | 1 | 1 | 1 | Total heat demand in baseline | Energy Use Intensity (EUI) or thousand BTU per square foot per year [kBtu/ft2 per yr] |  | 0 | [8 empty] | Total heat demand in baseline | Kilowatt hours per square meter [kWh/m²*a] | 118 | 118 |  |  |  |  | City of Helsinki Public Works Department, Kaupungin omistamien rakennusten energiankulutustiedot (2014) | 2014 | Average, City | Statistics | City-owned buildings. Average of City of Helsinki Public Works Department, Kaupungin omistamien rakennusten energiankulutustiedot (2014) and Helsinki kulutusseurantalomake (2014) | Gesamt Wärmebedarf | Kilowatt stunden pro Quadratmeter pro Jahr (kWh/m2*a) |  | 0 | [8 empty] | Total heat demand in baseline | Kilowatt hours per square square meter [kWh/m²*a] |  | 0 | [8 empty] | Total heat demand in baseline | Kilowatt hours per square square meter [kWh/m²*a] |  | 0 | [8 empty] | Total heat demand in baseline | Kilowatt hours per square square meter [kWh/m²*a] |  | 0
1359 |  |  | Share of baseline heat demand due to losses through | [8 empty] | 0% | [12 empty] | Share of baseline heat demand due to losses through |  | 0% | 0% | 0% | 0% | 0% | [5 empty] | Share of baseline heat demand due to losses through |  | 100.1% | 100.1% | 0% | 0% |  | 0% | [5 empty] | Anteil Wärmebedarf durch Verluste von |  | 0% | 0% | 0% | 0% | 0% | [5 empty] | Share of baseline heat demand due to losses through |  | 0% | 0% | 0% | 0% | 0% | [5 empty] | Share of baseline heat demand due to losses through |  | 0% | 0% | 0% | 0% | 0% | [5 empty] | Share of baseline heat demand due to losses through |  | 0% | 0% | 0% | 0% | 0%
1360 | BA21_NR_Commercial_Offices | b_de_he_le_bl_sh_nr_co | Infiltration | Percent [0 to 100%] |  |  |  |  | 0% | 0% | 0% | 0% | 0% | Danish Building Research Institute, Aalborg University Copenhagen, Potentielle energibesparelser i det eksisterende byggeri (2009) http://www.sbi.dk/miljo-og-energi/energibesparelser/potentielle-energibesparelser-i-det-eksisterende-byggeri/potentielle-energibesparelser-i-det-eksisterende-byggeri | 2009 | Average, national | Extrapolated | Danish data | 1 | 1 | 1 | 1 | 1 | 1 | Infiltration | Percent [0 to 100%] |  | 0% | [8 empty] | Infiltration | Percent [0 to 100%] | 0% | 0% |  |  |  |  | Danish Building Research Institute, Aalborg University Copenhagen, Potentielle energibesparelser i det eksisterende byggeri (2009) http://www.sbi.dk/miljo-og-energi/energibesparelser/potentielle-energibesparelser-i-det-eksisterende-byggeri/potentielle-energibesparelser-i-det-eksisterende-byggeri | 2009 | Average, national | Extrapolated | Danish data | Infiltration | Prozent [0 bis 100%] |  | 0% | [8 empty] | Infiltration | Percent [0 to 100%] |  | 0% | [8 empty] | Infiltration | Percent [0 to 100%] |  | 0% | [8 empty] | Infiltration | Percent [0 to 100%] |  | 0%
1361 | BA21_NR_Commercial_Offices | b_de_he_ve_bl_sh_nr_co | Ventilation | Percent [0 to 100%] |  |  |  |  | 29.4% | 29.4% | 0% | 0% | 0% | Danish Building Research Institute, Aalborg University Copenhagen, Potentielle energibesparelser i det eksisterende byggeri (2009) http://www.sbi.dk/miljo-og-energi/energibesparelser/potentielle-energibesparelser-i-det-eksisterende-byggeri/potentielle-energibesparelser-i-det-eksisterende-byggeri | 2010 | Average, national | Extrapolated | Danish data | 1 | 1 | 1 | 1 | 1 | 1 | Ventilation | Percent [0 to 100%] |  | 0% | [8 empty] | Ventilation | Percent [0 to 100%] | 29.4% | 29.4% |  |  |  |  | Danish Building Research Institute, Aalborg University Copenhagen, Potentielle energibesparelser i det eksisterende byggeri (2009) http://www.sbi.dk/miljo-og-energi/energibesparelser/potentielle-energibesparelser-i-det-eksisterende-byggeri/potentielle-energibesparelser-i-det-eksisterende-byggeri | 2010 | Average, national | Extrapolated | Danish data | Lüftung | Prozent [0 bis 100%] |  | 0% | [8 empty] | Ventilation | Percent [0 to 100%] |  | 0% | [8 empty] | Ventilation | Percent [0 to 100%] |  | 0% | [8 empty] | Ventilation | Percent [0 to 100%] |  | 0%
1362 | BA21_NR_Commercial_Offices | b_de_he_wa_bl_sh_nr_co | Walls | Percent [0 to 100%] |  |  |  |  | 35% | 35% | 0% | 0% | 0% | Danish Building Research Institute, Aalborg University Copenhagen, Potentielle energibesparelser i det eksisterende byggeri (2009) http://www.sbi.dk/miljo-og-energi/energibesparelser/potentielle-energibesparelser-i-det-eksisterende-byggeri/potentielle-energibesparelser-i-det-eksisterende-byggeri | 2011 | Average, national | Extrapolated | Danish data | 1 | 1 | 1 | 1 | 1 | 1 | Walls | Percent [0 to 100%] |  | 0% | [8 empty] | Walls | Percent [0 to 100%] | 35% | 35% |  |  |  |  | Danish Building Research Institute, Aalborg University Copenhagen, Potentielle energibesparelser i det eksisterende byggeri (2009) http://www.sbi.dk/miljo-og-energi/energibesparelser/potentielle-energibesparelser-i-det-eksisterende-byggeri/potentielle-energibesparelser-i-det-eksisterende-byggeri | 2011 | Average, national | Extrapolated | Danish data | Wand | Prozent [0 bis 100%] |  | 0% | [8 empty] | Walls | Percent [0 to 100%] |  | 0% | [8 empty] | Walls | Percent [0 to 100%] |  | 0% | [8 empty] | Walls | Percent [0 to 100%] |  | 0%
1363 | BA21_NR_Commercial_Offices | b_de_he_wi_bl_sh_nr_co | Windows | Percent [0 to 100%] |  |  |  |  | 15.6% | 15.6% | 0% | 0% | 0% | Danish Building Research Institute, Aalborg University Copenhagen, Potentielle energibesparelser i det eksisterende byggeri (2009) http://www.sbi.dk/miljo-og-energi/energibesparelser/potentielle-energibesparelser-i-det-eksisterende-byggeri/potentielle-energibesparelser-i-det-eksisterende-byggeri | 2012 | Average, national | Extrapolated | Danish data | 1 | 1 | 1 | 1 | 1 | 1 | Windows | Percent [0 to 100%] |  | 0% | [8 empty] | Windows | Percent [0 to 100%] | 15.6% | 15.6% |  |  |  |  | Danish Building Research Institute, Aalborg University Copenhagen, Potentielle energibesparelser i det eksisterende byggeri (2009) http://www.sbi.dk/miljo-og-energi/energibesparelser/potentielle-energibesparelser-i-det-eksisterende-byggeri/potentielle-energibesparelser-i-det-eksisterende-byggeri | 2012 | Average, national | Extrapolated | Danish data | Fenster | Prozent [0 bis 100%] |  | 0% | [8 empty] | Windows | Percent [0 to 100%] |  | 0% | [8 empty] | Windows | Percent [0 to 100%] |  | 0% | [8 empty] | Windows | Percent [0 to 100%] |  | 0%
1364 | BA21_NR_Commercial_Offices | b_de_he_fl_bl_sh_nr_co | Floors | Percent [0 to 100%] |  |  |  |  | 8.8% | 8.8% | 0% | 0% | 0% | Danish Building Research Institute, Aalborg University Copenhagen, Potentielle energibesparelser i det eksisterende byggeri (2009) http://www.sbi.dk/miljo-og-energi/energibesparelser/potentielle-energibesparelser-i-det-eksisterende-byggeri/potentielle-energibesparelser-i-det-eksisterende-byggeri | 2013 | Average, national | Extrapolated | Danish data | 1 | 1 | 1 | 1 | 1 | 1 | Floors | Percent [0 to 100%] |  | 0% | [8 empty] | Floors | Percent [0 to 100%] | 8.8% | 8.8% |  |  |  |  | Danish Building Research Institute, Aalborg University Copenhagen, Potentielle energibesparelser i det eksisterende byggeri (2009) http://www.sbi.dk/miljo-og-energi/energibesparelser/potentielle-energibesparelser-i-det-eksisterende-byggeri/potentielle-energibesparelser-i-det-eksisterende-byggeri | 2013 | Average, national | Extrapolated | Danish data | Boden | Prozent [0 bis 100%] |  | 0% | [8 empty] | Floors | Percent [0 to 100%] |  | 0% | [8 empty] | Floors | Percent [0 to 100%] |  | 0% | [8 empty] | Floors | Percent [0 to 100%] |  | 0%
1365 | BA21_NR_Commercial_Offices | b_de_he_ro_bl_sh_nr_co | Roofs | Percent [0 to 100%] |  |  |  |  | 9.4% | 9.4% | 0% | 0% | 0% | Danish Building Research Institute, Aalborg University Copenhagen, Potentielle energibesparelser i det eksisterende byggeri (2009) http://www.sbi.dk/miljo-og-energi/energibesparelser/potentielle-energibesparelser-i-det-eksisterende-byggeri/potentielle-energibesparelser-i-det-eksisterende-byggeri | 2014 | Average, national | Extrapolated | Danish data | 1 | 1 | 1 | 1 | 1 | 1 | Roofs | Percent [0 to 100%] |  | 0% | [8 empty] | Roofs | Percent [0 to 100%] | 9.4% | 9.4% |  |  |  |  | Danish Building Research Institute, Aalborg University Copenhagen, Potentielle energibesparelser i det eksisterende byggeri (2009) http://www.sbi.dk/miljo-og-energi/energibesparelser/potentielle-energibesparelser-i-det-eksisterende-byggeri/potentielle-energibesparelser-i-det-eksisterende-byggeri | 2014 | Average, national | Extrapolated | Danish data | Dach | Prozent [0 bis 100%] |  | 0% | [8 empty] | Roofs | Percent [0 to 100%] |  | 0% | [8 empty] | Roofs | Percent [0 to 100%] |  | 0% | [8 empty] | Roofs | Percent [0 to 100%] |  | 0%
1366 | BA21_NR_Commercial_Offices | b_de_he_ot_bl_sh_nr_co | Other | Percent [0 to 100%] |  |  |  |  | 0% | 0% | 0% | 0% | 0% | Danish Building Research Institute, Aalborg University Copenhagen, Potentielle energibesparelser i det eksisterende byggeri (2009) http://www.sbi.dk/miljo-og-energi/energibesparelser/potentielle-energibesparelser-i-det-eksisterende-byggeri/potentielle-energibesparelser-i-det-eksisterende-byggeri | 2015 | Average, national | Extrapolated | Danish data | 1 | 1 | 1 | 1 | 1 | 1 | Other | Percent [0 to 100%] |  | 0% | [8 empty] | Other | Percent [0 to 100%] | 0% | 0% |  |  |  |  | Danish Building Research Institute, Aalborg University Copenhagen, Potentielle energibesparelser i det eksisterende byggeri (2009) http://www.sbi.dk/miljo-og-energi/energibesparelser/potentielle-energibesparelser-i-det-eksisterende-byggeri/potentielle-energibesparelser-i-det-eksisterende-byggeri | 2015 | Average, national | Extrapolated | Danish data | Andere | Prozent [0 bis 100%] |  | 0% | [8 empty] | Other | Percent [0 to 100%] |  | 0% | [8 empty] | Other | Percent [0 to 100%] |  | 0% | [8 empty] | Other | Percent [0 to 100%] |  | 0%
1367 | BA21_NR_Commercial_Offices | b_de_he_ww_bl_sh_nr_co | Share of heat demand for warm water in baseline | Percent [0 to 100%] |  |  |  |  | 1.9% | 1.9% | 0% | 0% | 0% | Danish Building Research Institute, Aalborg University Copenhagen, Potentielle energibesparelser i det eksisterende byggeri (2009) http://www.sbi.dk/miljo-og-energi/energibesparelser/potentielle-energibesparelser-i-det-eksisterende-byggeri/potentielle-energibesparelser-i-det-eksisterende-byggeri | 2016 | Average, national | Extrapolated | Danish data | 1 | 1 | 1 | 1 | 1 | 1 | Share of heat demand for warm water in baseline | Percent [0 to 100%] |  | 0% | [8 empty] | Share of heat demand for warm water in baseline | Percent [0 to 100%] | 1.9% | 1.9% |  |  |  |  | Danish Building Research Institute, Aalborg University Copenhagen, Potentielle energibesparelser i det eksisterende byggeri (2009) http://www.sbi.dk/miljo-og-energi/energibesparelser/potentielle-energibesparelser-i-det-eksisterende-byggeri/potentielle-energibesparelser-i-det-eksisterende-byggeri | 2016 | Average, national | Extrapolated | Danish data | Anteil Wärmebedarf für Warmwasser | Prozent [0 bis 100%] |  | 0% | [8 empty] | Share of heat demand for warm water in baseline | Percent [0 to 100%] |  | 0% | [8 empty] | Share of heat demand for warm water in baseline | Percent [0 to 100%] |  | 0% | [8 empty] | Share of heat demand for warm water in baseline | Percent [0 to 100%] |  | 0%
1368 |  |  | BAU annual efficiency increase, decreasing thermal losses through | [8 empty] | 0 | [12 empty] | BAU annual efficiency increase, decreasing thermal losses through | [11 empty] | BAU annual efficiency increase, decreasing thermal losses through | [12 empty] | Jährliche Effizienzverbesserung/verschlechterung [-100 to 100%], des Wärmebedarfs durch | [11 empty] | BAU annual efficiency increase, decreasing thermal losses through | [11 empty] | BAU annual efficiency increase, decreasing thermal losses through | [11 empty] | BAU annual efficiency increase, decreasing thermal losses through
1369 | BA21_NR_Commercial_Offices | b_de_he_le_ei_nr_co | Infiltration | Percent [-100 to 100%] |  |  |  |  | 0% | 0% | 0% | 0% | 0% | [5 empty] | 1 | 1 | 1 | 1 | 1 | 1 | Infiltration | Percent [-100 to 100%] |  | 0% | [8 empty] | Infiltration | Percent [-100 to 100%] |  | 0% | [9 empty] | Infiltration | Prozent [-100 bis 100%] |  | 0% | [8 empty] | Infiltration | Percent [-100 to 100%] |  | 0% | [8 empty] | Infiltration | Percent [-100 to 100%] |  | 0% | [8 empty] | Infiltration | Percent [-100 to 100%] |  | 0%
1370 | BA21_NR_Commercial_Offices | b_de_he_ve_ei_nr_co | Ventilation | Percent [-100 to 100%] |  |  |  |  | 0% | 0% | 0% | 0% | 0% | [5 empty] | 1 | 1 | 1 | 1 | 1 | 1 | Ventilation | Percent [-100 to 100%] |  | 0% | [8 empty] | Ventilation | Percent [-100 to 100%] |  | 0% | [9 empty] | Lüftung | Prozent [-100 bis 100%] |  | 0% | [8 empty] | Ventilation | Percent [-100 to 100%] |  | 0% | [8 empty] | Ventilation | Percent [-100 to 100%] |  | 0% | [8 empty] | Ventilation | Percent [-100 to 100%] |  | 0%
1371 | BA21_NR_Commercial_Offices | b_de_he_fl_ei_nr_co | Floors | Percent [-100 to 100%] |  |  |  |  | 0% | 0% | 0% | 0% | 0% | [5 empty] | 1 | 1 | 1 | 1 | 1 | 1 | Floors | Percent [-100 to 100%] |  | 0% | [8 empty] | Floors | Percent [-100 to 100%] |  | 0% | [9 empty] | Boden | Prozent [-100 bis 100%] |  | 0% | [8 empty] | Floors | Percent [-100 to 100%] |  | 0% | [8 empty] | Floors | Percent [-100 to 100%] |  | 0% | [8 empty] | Floors | Percent [-100 to 100%] |  | 0%
1372 | BA21_NR_Commercial_Offices | b_de_he_ro_ei_nr_co | Roofs | Percent [-100 to 100%] |  |  |  |  | 0% | 0% | 0% | 0% | 0% | [5 empty] | 1 | 1 | 1 | 1 | 1 | 1 | Roofs | Percent [-100 to 100%] |  | 0% | [8 empty] | Roofs | Percent [-100 to 100%] |  | 0% | [9 empty] | Dach | Prozent [-100 bis 100%] |  | 0% | [8 empty] | Roofs | Percent [-100 to 100%] |  | 0% | [8 empty] | Roofs | Percent [-100 to 100%] |  | 0% | [8 empty] | Roofs | Percent [-100 to 100%] |  | 0%
1373 | BA21_NR_Commercial_Offices | b_de_he_ot_ei_nr_co | Other reasons | Percent [-100 to 100%] |  |  |  |  | 0% | 0% | 0% | 0% | 0% | [5 empty] | 1 | 1 | 1 | 1 | 1 | 1 | Other reasons | Percent [-100 to 100%] |  | 0% | [8 empty] | Other reasons | Percent [-100 to 100%] |  | 0% | [9 empty] | Andere | Prozent [-100 bis 100%] |  | 0% | [8 empty] | Other reasons | Percent [-100 to 100%] |  | 0% | [8 empty] | Other reasons | Percent [-100 to 100%] |  | 0% | [8 empty] | Other reasons | Percent [-100 to 100%] |  | 0%
1374 | BA21_NR_Commercial_Offices | b_de_he_ww_ei_nr_co | BAU annual Efficiency increase, decreasing warm water demand | Percent [-100 to 100%] |  |  |  |  | 0% | 0% | 0% | 0% | 0% | [5 empty] | 1 | 1 | 1 | 1 | 1 | 1 | BAU annual Efficiency increase, decreasing warm water demand | Percent [-100 to 100%] |  | 0% | [8 empty] | BAU annual Efficiency increase, decreasing warm water demand | Percent [-100 to 100%] |  | 0% | [9 empty] | Jährliche Effizienzverbesserung/verschlechtung Warmwasserbedarf | Prozent [-100 bis 100%] |  | 0% | [8 empty] | BAU annual Efficiency increase, decreasing warm water demand | Percent [-100 to 100%] |  | 0% | [8 empty] | BAU annual Efficiency increase, decreasing warm water demand | Percent [-100 to 100%] |  | 0% | [8 empty] | BAU annual Efficiency increase, decreasing warm water demand | Percent [-100 to 100%] |  | 0%
1375 | [11 empty] | 0
1376 | Lever specific parameter |  | Lever specific parameter | [8 empty] | 0 | [12 empty] | Lever specific parameter | [11 empty] | Lever specific parameter | [12 empty] | Hebel spezifische Parameter | [11 empty] | Lever specific parameter | [11 empty] | Lever specific parameter | [11 empty] | Lever specific parameter
1377 | BA21_NR_Commercial_Offices | b_ra_waa_nr_co | Ratio of wall area / effective area | Ratio [-] |  |  |  |  | 0 | 0 | 0 | 0 | 0 | [5 empty] | 1 | 1 | 1 | 1 | 1 | 1 | Ratio of wall area / effective area | Ratio [-] |  | 0 | [8 empty] | Ratio of wall area / effective area | Ratio [-] |  | 0 | [9 empty] | Verhältnis zwischen Wandfläche / effektive Fläche | Ratio [-] |  | 0 | [8 empty] | Ratio of wall area / effective area | Ratio [-] |  | 0 | [8 empty] | Ratio of wall area / effective area | Ratio [-] |  | 0 | [8 empty] | Ratio of wall area / effective area | Ratio [-] |  | 0
1378 | BA21_NR_Commercial_Offices | b_ra_wwa_nr_co | Ratio of window/effective area | Ratio [-] |  |  |  |  | 0 | 0 | 0 | 0 | 0 | [5 empty] | 1 | 1 | 1 | 1 | 1 | 1 | Ratio of window/effective area | Ratio [-] |  | 0 | [8 empty] | Ratio of window/effective area | Ratio [-] |  | 0 | [9 empty] | Verhältnis zwischen Fenster/effektive Fläche | Ratio [-] |  | 0 | [8 empty] | Ratio of window/effective area | Ratio [-] |  | 0 | [8 empty] | Ratio of window/effective area | Ratio [-] |  | 0 | [8 empty] | Ratio of window/effective area | Ratio [-] |  | 0
1379 | BA21_NR_Commercial_Offices | b_gl_uv_wi_bl_nr_co | U-value of windows in baseline (R=1/U) | U Value [Watts/square meter Kelvin] [W/m²*K] |  |  |  |  | 0 | 0 | 0 | 0 | 0 | [5 empty] | 5.6783 | 1 | 1 | 1 | 1 | 1 | U-value of windows in baseline (R=1/U) | Btu per square foot per degree Farenheit per hour [Btu/ft2*0F*h] |  | 0 | [8 empty] | U-value of windows in baseline (R=1/U) | U Value [Watts/square meter Kelvin] [W/m²*K] |  | 0 | [9 empty] | U-value Fenster (R=1/U) | U Value [Watts/square meter Kelvin] [W/m²*K] |  | 0 | [8 empty] | U-value of windows in baseline (R=1/U) | U Value [Watts/square meter Kelvin] [W/m²*K] |  | 0 | [8 empty] | U-value of windows in baseline (R=1/U) | U Value [Watts/square meter Kelvin] [W/m²*K] |  | 0 | [8 empty] | U-value of windows in baseline (R=1/U) | U Value [Watts/square meter Kelvin] [W/m²*K] |  | 0
1380 | BA21_NR_Commercial_Offices | b_gl_gv_wi_bl_nr_co | Solar heat gain coefficient "G-Value" of windows in baseline | Percent [0 to 100%] |  |  |  |  | 0% | 0% | 0% | 0% | 0% | [5 empty] | 1 | 1 | 1 | 1 | 1 | 1 | Solar heat gain coefficient "G-Value" of windows in baseline | Percent [0 to 100%] |  | 0% | [8 empty] | Solar heat gain coefficient "G-Value" of windows in baseline | Percent [0 to 100%] |  | 0% | [9 empty] | Solar Wärmezuwachskoeffizient "G-Value" Fenster | Prozent [0 bis 100%] |  | 0% | [8 empty] | Solar heat gain coefficient "G-Value" of windows in baseline | Percent [0 to 100%] |  | 0% | [8 empty] | Solar heat gain coefficient "G-Value" of windows in baseline | Percent [0 to 100%] |  | 0% | [8 empty] | Solar heat gain coefficient "G-Value" of windows in baseline | Percent [0 to 100%] |  | 0%
1381 | BA21_NR_Commercial_Offices | b_gl_gv_wi_ei_nr_co | BAU annual efficiency increase of G-value of windows | Percent [-100 to 100%] |  |  |  |  | 0% | 0% | 0% | 0% | 0% | [5 empty] | 1 | 1 | 1 | 1 | 1 | 1 | BAU annual efficiency increase of G-value of windows | Percent [-100 to 100%] |  | 0% | [8 empty] | BAU annual efficiency increase of G-value of windows | Percent [-100 to 100%] |  | 0% | [9 empty] | Jährliche Effizienzsteigerung G-value Fenster | Prozent [-100 bis 100%] |  | 0% | [8 empty] | BAU annual efficiency increase of G-value of windows | Percent [-100 to 100%] |  | 0% | [8 empty] | BAU annual efficiency increase of G-value of windows | Percent [-100 to 100%] |  | 0% | [8 empty] | BAU annual efficiency increase of G-value of windows | Percent [-100 to 100%] |  | 0%
1382 | BA21_NR_Commercial_Offices | b_gl_uv_wi_ei_nr_co | BAU annual efficiency increase of U-value of windows | Percent [-100 to 100%] |  |  |  |  | 0% | 0% | 0% | 0% | 0% | [5 empty] | 1 | 1 | 1 | 1 | 1 | 1 | BAU annual efficiency increase of U-value of windows | Percent [-100 to 100%] |  | 0% | [8 empty] | BAU annual efficiency increase of U-value of windows | Percent [-100 to 100%] |  | 0% | [9 empty] | Jährliche Effizienzsteigerung U-value Fenster | Prozent [-100 bis 100%] |  | 0% | [8 empty] | BAU annual efficiency increase of U-value of windows | Percent [-100 to 100%] |  | 0% | [8 empty] | BAU annual efficiency increase of U-value of windows | Percent [-100 to 100%] |  | 0% | [8 empty] | BAU annual efficiency increase of U-value of windows | Percent [-100 to 100%] |  | 0%
1383 | BA21_NR_Commercial_Offices | b_wi_uv_wa_bl_nr_co | U-value of building walls in baseline (R=1/U) | U Value [Watts/square meter Kelvin] [W/m²*K] |  |  |  |  | 0 | 0 | 0 | 0 | 0 | [5 empty] | 5.6783 | 1 | 1 | 1 | 1 | 1 | U-value of building walls in baseline (R=1/U) | Btu per square foot per degree Farenheit per hour [Btu/ft2*0F*h] |  | 0 | [8 empty] | U-value of building walls in baseline (R=1/U) | U Value [Watts/square meter Kelvin] [W/m²*K] |  | 0 | [9 empty] | U-value Gebäude Wand (R=1/U) | U Value [Watts/square meter Kelvin] [W/m²*K] |  | 0 | [8 empty] | U-value of building walls in baseline (R=1/U) | U Value [Watts/square meter Kelvin] [W/m²*K] |  | 0 | [8 empty] | U-value of building walls in baseline (R=1/U) | U Value [Watts/square meter Kelvin] [W/m²*K] |  | 0 | [8 empty] | U-value of building walls in baseline (R=1/U) | U Value [Watts/square meter Kelvin] [W/m²*K] |  | 0
1384 |  |  | Average run time per year of | [8 empty] | 0 | [12 empty] | Average run time per year of | [11 empty] | Average run time per year of | [12 empty] | Durchschnittliche Betriebszeit pro Jahr von | [11 empty] | Average run time per year of | [11 empty] | Average run time per year of | [11 empty] | Average run time per year of
1385 | BA21_NR_Commercial_Offices | b_li_rt_cf_nr_co | Compact fluorescent lamps | Hours per year [h/a] |  |  |  |  | 0 | 0 | 0 | 0 | 0 | [5 empty] | 1 | 1 | 1 | 1 | 1 | 1 | Compact fluorescent lamps | Hours per year [h/a] |  | 0 | [8 empty] | Compact fluorescent lamps | Hours per year [h/a] |  | 0 | [9 empty] | KompaktLeuchtstofflampe | Stunden pro year [h/a] |  | 0 | [8 empty] | Compact fluorescent lamps | Hours per year [h/a] |  | 0 | [8 empty] | Compact fluorescent lamps | Hours per year [h/a] |  | 0 | [8 empty] | Compact fluorescent lamps | Hours per year [h/a] |  | 0
1386 | BA21_NR_Commercial_Offices | b_li_rt_fl_nr_co | Fluorescent lamps | Hours per year [h/a] |  |  |  |  | 0 | 0 | 0 | 0 | 0 | [5 empty] | 1 | 1 | 1 | 1 | 1 | 1 | Fluorescent lamps | Hours per year [h/a] |  | 0 | [8 empty] | Fluorescent lamps | Hours per year [h/a] |  | 0 | [9 empty] | Leuchtstofflampe | Stunden pro year [h/a] |  | 0 | [8 empty] | Fluorescent lamps | Hours per year [h/a] |  | 0 | [8 empty] | Fluorescent lamps | Hours per year [h/a] |  | 0 | [8 empty] | Fluorescent lamps | Hours per year [h/a] |  | 0
1387 | BA21_NR_Commercial_Offices | b_li_rt_haL_nr_co | Low voltage halogen lamps | Hours per year [h/a] |  |  |  |  | 0 | 0 | 0 | 0 | 0 | [5 empty] | 1 | 1 | 1 | 1 | 1 | 1 | Low voltage halogen lamps | Hours per year [h/a] |  | 0 | [8 empty] | Low voltage halogen lamps | Hours per year [h/a] |  | 0 | [9 empty] | Niederspannungshalogen Lampe | Stunden pro year [h/a] |  | 0 | [8 empty] | Low voltage halogen lamps | Hours per year [h/a] |  | 0 | [8 empty] | Low voltage halogen lamps | Hours per year [h/a] |  | 0 | [8 empty] | Low voltage halogen lamps | Hours per year [h/a] |  | 0
1388 | BA21_NR_Commercial_Offices | b_li_rt_haM_nr_co | Medium voltage halogen lamps | Hours per year [h/a] |  |  |  |  | 0 | 0 | 0 | 0 | 0 | [5 empty] | 1 | 1 | 1 | 1 | 1 | 1 | Medium voltage halogen lamps | Hours per year [h/a] |  | 0 | [8 empty] | Medium voltage halogen lamps | Hours per year [h/a] |  | 0 | [9 empty] | mittelspannungshalogen Lampe | Stunden pro year [h/a] |  | 0 | [8 empty] | Medium voltage halogen lamps | Hours per year [h/a] |  | 0 | [8 empty] | Medium voltage halogen lamps | Hours per year [h/a] |  | 0 | [8 empty] | Medium voltage halogen lamps | Hours per year [h/a] |  | 0
1389 | BA21_NR_Commercial_Offices | b_li_rt_in_nr_co | Incandescent lamps | Hours per year [h/a] |  |  |  |  | 0 | 0 | 0 | 0 | 0 | [5 empty] | 1 | 1 | 1 | 1 | 1 | 1 | Incandescent lamps | Hours per year [h/a] |  | 0 | [8 empty] | Incandescent lamps | Hours per year [h/a] |  | 0 | [9 empty] | Glühlampe | Stunden pro year [h/a] |  | 0 | [8 empty] | Incandescent lamps | Hours per year [h/a] |  | 0 | [8 empty] | Incandescent lamps | Hours per year [h/a] |  | 0 | [8 empty] | Incandescent lamps | Hours per year [h/a] |  | 0
1390 |  |  | Share of | [8 empty] | 0% | [12 empty] | Share of |  | 0% | 0% | 0% | 0% | 0% | [5 empty] | Share of |  | 0% | 0% | 0% | 0% |  | 0% | [5 empty] | Anteil of |  | 0% | 0% | 0% | 0% | 0% | [5 empty] | Share of |  | 0% | 0% | 0% | 0% | 0% | [5 empty] | Share of |  | 0% | 0% | 0% | 0% | 0% | [5 empty] | Share of |  | 0% | 0% | 0% | 0% | 0%
1391 | BA21_NR_Commercial_Offices | b_li_sh_in_nr_co | Incandescent lamps | Percent [0 to 100%] |  |  |  |  | 0% | 0% | 0% | 0% | 0% | [5 empty] | 1 | 1 | 1 | 1 | 1 | 1 | Incandescent lamps | Percent [0 to 100%] |  | 0% | [8 empty] | Incandescent lamps | Percent [0 to 100%] |  | 0% | [9 empty] | Glühlampe | Prozent [0 bis 100%] |  | 0% | [8 empty] | Incandescent lamps | Percent [0 to 100%] |  | 0% | [8 empty] | Incandescent lamps | Percent [0 to 100%] |  | 0% | [8 empty] | Incandescent lamps | Percent [0 to 100%] |  | 0%
1392 | BA21_NR_Commercial_Offices | b_li_sh_cf_nr_co | Compact fluorescent lamps | Percent [0 to 100%] |  |  |  |  | 0% | 0% | 0% | 0% | 0% | [5 empty] | 1 | 1 | 1 | 1 | 1 | 1 | Compact fluorescent lamps | Percent [0 to 100%] |  | 0% | [8 empty] | Compact fluorescent lamps | Percent [0 to 100%] |  | 0% | [9 empty] | KompaktLeuchtstofflampe | Prozent [0 bis 100%] |  | 0% | [8 empty] | Compact fluorescent lamps | Percent [0 to 100%] |  | 0% | [8 empty] | Compact fluorescent lamps | Percent [0 to 100%] |  | 0% | [8 empty] | Compact fluorescent lamps | Percent [0 to 100%] |  | 0%
1393 | BA21_NR_Commercial_Offices | b_li_sh_fl_nr_co | Fluorescent lamps | Percent [0 to 100%] |  |  |  |  | 0% | 0% | 0% | 0% | 0% | [5 empty] | 1 | 1 | 1 | 1 | 1 | 1 | Fluorescent lamps | Percent [0 to 100%] |  | 0% | [8 empty] | Fluorescent lamps | Percent [0 to 100%] |  | 0% | [9 empty] | Leuchtstofflampe | Prozent [0 bis 100%] |  | 0% | [8 empty] | Fluorescent lamps | Percent [0 to 100%] |  | 0% | [8 empty] | Fluorescent lamps | Percent [0 to 100%] |  | 0% | [8 empty] | Fluorescent lamps | Percent [0 to 100%] |  | 0%
1394 | BA21_NR_Commercial_Offices | b_li_sh_haL_nr_co | Low voltage halogen lamps | Percent [0 to 100%] |  |  |  |  | 0% | 0% | 0% | 0% | 0% | [5 empty] | 1 | 1 | 1 | 1 | 1 | 1 | Low voltage halogen lamps | Percent [0 to 100%] |  | 0% | [8 empty] | Low voltage halogen lamps | Percent [0 to 100%] |  | 0% | [9 empty] | Niederspannungshalogen Lampe | Prozent [0 bis 100%] |  | 0% | [8 empty] | Low voltage halogen lamps | Percent [0 to 100%] |  | 0% | [8 empty] | Low voltage halogen lamps | Percent [0 to 100%] |  | 0% | [8 empty] | Low voltage halogen lamps | Percent [0 to 100%] |  | 0%
1395 | BA21_NR_Commercial_Offices | b_li_sh_haM_nr_co | Medium voltage halogen lamps | Percent [0 to 100%] |  |  |  |  | 0% | 0% | 0% | 0% | 0% | [5 empty] | 1 | 1 | 1 | 1 | 1 | 1 | Medium voltage halogen lamps | Percent [0 to 100%] |  | 0% | [8 empty] | Medium voltage halogen lamps | Percent [0 to 100%] |  | 0% | [9 empty] | mittelspannungshalogen Lampe | Prozent [0 bis 100%] |  | 0% | [8 empty] | Medium voltage halogen lamps | Percent [0 to 100%] |  | 0% | [8 empty] | Medium voltage halogen lamps | Percent [0 to 100%] |  | 0% | [8 empty] | Medium voltage halogen lamps | Percent [0 to 100%] |  | 0%
1396 | [11 empty] | 0
1397 | Lever existing situation Please enter value of % of total stock with technology already applied to |  | Lever Existing Situation (please enter value of % of total stock) | [8 empty] | 0 | [12 empty] | Lever Existing Situation (please enter value of % of total stock) | [11 empty] | Lever Existing Situation (please enter value of % of total stock) | [12 empty] | Hebel bereits vorhanden (bitte %Wert angeben bezogen auf Gesamtgebäudebestand) | [11 empty] | Lever Existing Situation (please enter value of % of total stock) | [11 empty] | Lever Existing Situation (please enter value of % of total stock) | [11 empty] | Lever Existing Situation (please enter value of % of total stock)
1398 |  |  | Share of | [8 empty] | 0% | [12 empty] | Share of | [11 empty] | Share of | [12 empty] | Anteil of | [11 empty] | Share of | [11 empty] | Share of | [11 empty] | Share of
1399 | BA21_NR_Commercial_Offices | b_wi_sh_nr_co | buildings with wall insulation | Percent [0 to 100%] |  |  |  |  | 0% | 0% | 0% | 0% | 0% | [5 empty] | 1 | 1 | 1 | 1 | 1 | 1 | buildings with wall insulation | Percent [0 to 100%] |  | 0% | [8 empty] | buildings with wall insulation | Percent [0 to 100%] |  | 0% | [9 empty] | Gebäude mit Wandisolierung | Prozent [0 bis 100%] |  | 0% | [8 empty] | buildings with wall insulation | Percent [0 to 100%] |  | 0% | [8 empty] | buildings with wall insulation | Percent [0 to 100%] |  | 0% | [8 empty] | buildings with wall insulation | Percent [0 to 100%] |  | 0%
1400 | BA21_NR_Commercial_Offices | b_gl_sh_nr_co | buildings with high efficient glazing | Percent [0 to 100%] |  |  |  |  | 0% | 0% | 0% | 0% | 0% | [5 empty] | 1 | 1 | 1 | 1 | 1 | 1 | buildings with high efficient glazing | Percent [0 to 100%] |  | 0% | [8 empty] | buildings with high efficient glazing | Percent [0 to 100%] |  | 0% | [9 empty] | Gebäude mit effiziente Verglasung | Prozent [0 bis 100%] |  | 0% | [8 empty] | buildings with high efficient glazing | Percent [0 to 100%] |  | 0% | [8 empty] | buildings with high efficient glazing | Percent [0 to 100%] |  | 0% | [8 empty] | buildings with high efficient glazing | Percent [0 to 100%] |  | 0%
1401 | BA21_NR_Commercial_Offices | b_li_sh_nr_co | buildings with efficient lighting in baseline | Percent [0 to 100%] |  |  |  |  | 0% | 0% | 0% | 0% | 0% | [5 empty] | 1 | 1 | 1 | 1 | 1 | 1 | buildings with efficient lighting in baseline | Percent [0 to 100%] |  | 0% | [8 empty] | buildings with efficient lighting in baseline | Percent [0 to 100%] |  | 0% | [9 empty] | Gebäude mit effiziente Beleuchtung | Prozent [0 bis 100%] |  | 0% | [8 empty] | buildings with efficient lighting in baseline | Percent [0 to 100%] |  | 0% | [8 empty] | buildings with efficient lighting in baseline | Percent [0 to 100%] |  | 0% | [8 empty] | buildings with efficient lighting in baseline | Percent [0 to 100%] |  | 0%
1402 | BA21_NR_Commercial_Offices | b_dol_sh_nr_co | buildings with demand oriented lighting | Percent [0 to 100%] |  |  |  |  | 0% | 0% | 0% | 0% | 0% | [5 empty] | 1 | 1 | 1 | 1 | 1 | 1 | buildings with demand oriented lighting | Percent [0 to 100%] |  | 0% | [8 empty] | buildings with demand oriented lighting | Percent [0 to 100%] |  | 0% | [9 empty] | Gebäude mit bedarfsorientierte Beleuchtung | Prozent [0 bis 100%] |  | 0% | [8 empty] | buildings with demand oriented lighting | Percent [0 to 100%] |  | 0% | [8 empty] | buildings with demand oriented lighting | Percent [0 to 100%] |  | 0% | [8 empty] | buildings with demand oriented lighting | Percent [0 to 100%] |  | 0%
1403 | BA21_NR_Commercial_Offices | b_bem_sh_nr_co | buildings with Building Efficiency Monitoring | Percent [0 to 100%] |  |  |  |  | 0% | 0% | 0% | 0% | 0% | [5 empty] | 1 | 1 | 1 | 1 | 1 | 1 | buildings with Building Efficiency Monitoring | Percent [0 to 100%] |  | 0% | [8 empty] | buildings with Building Efficiency Monitoring | Percent [0 to 100%] |  | 0% | [9 empty] | Gebäude mit Gebäudeeffizienzüberwachung | Prozent [0 bis 100%] |  | 0% | [8 empty] | buildings with Building Efficiency Monitoring | Percent [0 to 100%] |  | 0% | [8 empty] | buildings with Building Efficiency Monitoring | Percent [0 to 100%] |  | 0% | [8 empty] | buildings with Building Efficiency Monitoring | Percent [0 to 100%] |  | 0%
1404 | BA21_NR_Commercial_Offices | b_brm_sh_nr_co | buildings with Building Remote Monitoring | Percent [0 to 100%] |  |  |  |  | 0% | 0% | 0% | 0% | 0% | [5 empty] | 1 | 1 | 1 | 1 | 1 | 1 | buildings with Building Remote Monitoring | Percent [0 to 100%] |  | 0% | [8 empty] | buildings with Building Remote Monitoring | Percent [0 to 100%] |  | 0% | [9 empty] | Gebäude mit Gebäudefernüberwachung | Prozent [0 bis 100%] |  | 0% | [8 empty] | buildings with Building Remote Monitoring | Percent [0 to 100%] |  | 0% | [8 empty] | buildings with Building Remote Monitoring | Percent [0 to 100%] |  | 0% | [8 empty] | buildings with Building Remote Monitoring | Percent [0 to 100%] |  | 0%
1405 | BA21_NR_Commercial_Offices | b_bpo_sh_nr_co | buildings with Building Performance Optimization | Percent [0 to 100%] |  |  |  |  | 0% | 0% | 0% | 0% | 0% | [5 empty] | 1 | 1 | 1 | 1 | 1 | 1 | buildings with Building Performance Optimization | Percent [0 to 100%] |  | 0% | [8 empty] | buildings with Building Performance Optimization | Percent [0 to 100%] |  | 0% | [9 empty] | Gebäude mit Gebäudeleistungsoptimierung | Prozent [0 bis 100%] |  | 0% | [8 empty] | buildings with Building Performance Optimization | Percent [0 to 100%] |  | 0% | [8 empty] | buildings with Building Performance Optimization | Percent [0 to 100%] |  | 0% | [8 empty] | buildings with Building Performance Optimization | Percent [0 to 100%] |  | 0%
1406 | BA21_NR_Commercial_Offices | b_dcv_sh_nr_co | buildings with Demand controlled ventilation | Percent [0 to 100%] |  |  |  |  | 0% | 0% | 0% | 0% | 0% | [5 empty] | 1 | 1 | 1 | 1 | 1 | 1 | buildings with Demand controlled ventilation | Percent [0 to 100%] |  | 0% | [8 empty] | buildings with Demand controlled ventilation | Percent [0 to 100%] |  | 0% | [9 empty] | Gebäude mit bedarfsgesteuerte Lüftung | Prozent [0 bis 100%] |  | 0% | [8 empty] | buildings with Demand controlled ventilation | Percent [0 to 100%] |  | 0% | [8 empty] | buildings with Demand controlled ventilation | Percent [0 to 100%] |  | 0% | [8 empty] | buildings with Demand controlled ventilation | Percent [0 to 100%] |  | 0%
1407 | BA21_NR_Commercial_Offices | b_hcr_sh_nr_co | buildings with Heat and Cold Recovery in ventilation | Percent [0 to 100%] |  |  |  |  | 0% | 0% | 0% | 0% | 0% | [5 empty] | 1 | 1 | 1 | 1 | 1 | 1 | buildings with Heat and Cold Recovery in ventilation | Percent [0 to 100%] |  | 0% | [8 empty] | buildings with Heat and Cold Recovery in ventilation | Percent [0 to 100%] |  | 0% | [9 empty] | Gebäude mit Wärme und Kälterückgewinnung in Lüftung | Prozent [0 bis 100%] |  | 0% | [8 empty] | buildings with Heat and Cold Recovery in ventilation | Percent [0 to 100%] |  | 0% | [8 empty] | buildings with Heat and Cold Recovery in ventilation | Percent [0 to 100%] |  | 0% | [8 empty] | buildings with Heat and Cold Recovery in ventilation | Percent [0 to 100%] |  | 0%
1408 | BA21_NR_Commercial_Offices | b_em_sh_nr_co | buildings with Efficient Motors | Percent [0 to 100%] |  |  |  |  | 0% | 0% | 0% | 0% | 0% | [5 empty] | 1 | 1 | 1 | 1 | 1 | 1 | buildings with Efficient Motors | Percent [0 to 100%] |  | 0% | [8 empty] | buildings with Efficient Motors | Percent [0 to 100%] |  | 0% | [9 empty] | Gebäude mit effizienten Motoren | Prozent [0 bis 100%] |  | 0% | [8 empty] | buildings with Efficient Motors | Percent [0 to 100%] |  | 0% | [8 empty] | buildings with Efficient Motors | Percent [0 to 100%] |  | 0% | [8 empty] | buildings with Efficient Motors | Percent [0 to 100%] |  | 0%
1409 | BA21_NR_Commercial_Offices | b_bac_sh_nr_co | buildings with Building Automation BACS Class C | Percent [0 to 100%] |  |  |  |  | 0% | 0% | 0% | 0% | 0% | [5 empty] | 1 | 1 | 1 | 1 | 1 | 1 | buildings with Building Automation BACS Class C | Percent [0 to 100%] |  | 0% | [8 empty] | buildings with Building Automation BACS Class C | Percent [0 to 100%] |  | 0% | [9 empty] | Gebäude mit Gebäudeautomatisierung Klasse C | Prozent [0 bis 100%] |  | 0% | [8 empty] | buildings with Building Automation BACS Class C | Percent [0 to 100%] |  | 0% | [8 empty] | buildings with Building Automation BACS Class C | Percent [0 to 100%] |  | 0% | [8 empty] | buildings with Building Automation BACS Class C | Percent [0 to 100%] |  | 0%
1410 | BA21_NR_Commercial_Offices | b_bab_sh_nr_co | buildings with Building Automation BACS Class B | Percent [0 to 100%] |  |  |  |  | 0% | 0% | 0% | 0% | 0% | [5 empty] | 1 | 1 | 1 | 1 | 1 | 1 | buildings with Building Automation BACS Class B | Percent [0 to 100%] |  | 0% | [8 empty] | buildings with Building Automation BACS Class B | Percent [0 to 100%] |  | 0% | [9 empty] | Gebäude mit Gebäudeautomatisierung Klasse B | Prozent [0 bis 100%] |  | 0% | [8 empty] | buildings with Building Automation BACS Class B | Percent [0 to 100%] |  | 0% | [8 empty] | buildings with Building Automation BACS Class B | Percent [0 to 100%] |  | 0% | [8 empty] | buildings with Building Automation BACS Class B | Percent [0 to 100%] |  | 0%
1411 | BA21_NR_Commercial_Offices | b_baa_sh_nr_co | buildings with Building Automation BACS Class A | Percent [0 to 100%] |  |  |  |  | 0% | 0% | 0% | 0% | 0% | [5 empty] | 1 | 1 | 1 | 1 | 1 | 1 | buildings with Building Automation BACS Class A | Percent [0 to 100%] |  | 0% | [8 empty] | buildings with Building Automation BACS Class A | Percent [0 to 100%] |  | 0% | [9 empty] | Gebäude mit Gebäudeautomatisierung Klasse A | Prozent [0 bis 100%] |  | 0% | [8 empty] | buildings with Building Automation BACS Class A | Percent [0 to 100%] |  | 0% | [8 empty] | buildings with Building Automation BACS Class A | Percent [0 to 100%] |  | 0% | [8 empty] | buildings with Building Automation BACS Class A | Percent [0 to 100%] |  | 0%
1412 | BA21_NR_Commercial_Offices | b_rac_sh_nr_co | buildings with Room Automation HVAC | Percent [0 to 100%] |  |  |  |  | 0% | 0% | 0% | 0% | 0% | [5 empty] | 1 | 1 | 1 | 1 | 1 | 1 | buildings with Room Automation HVAC | Percent [0 to 100%] |  | 0% | [8 empty] | buildings with Room Automation HVAC | Percent [0 to 100%] |  | 0% | [9 empty] | Gebäude mit Raumautomatisierung Heizung/Lüftung/Klima | Prozent [0 bis 100%] |  | 0% | [8 empty] | buildings with Room Automation HVAC | Percent [0 to 100%] |  | 0% | [8 empty] | buildings with Room Automation HVAC | Percent [0 to 100%] |  | 0% | [8 empty] | buildings with Room Automation HVAC | Percent [0 to 100%] |  | 0%
1413 | BA21_NR_Commercial_Offices | b_rab_sh_nr_co | buildings with Room Automation HVAC + lighting | Percent [0 to 100%] |  |  |  |  | 0% | 0% | 0% | 0% | 0% | [5 empty] | 1 | 1 | 1 | 1 | 1 | 1 | buildings with Room Automation HVAC + lighting | Percent [0 to 100%] |  | 0% | [8 empty] | buildings with Room Automation HVAC + lighting | Percent [0 to 100%] |  | 0% | [9 empty] | Gebäude mit Raumautomatisierung Heizung/Lüftung/Klima/Beleuchtung | Prozent [0 bis 100%] |  | 0% | [8 empty] | buildings with Room Automation HVAC + lighting | Percent [0 to 100%] |  | 0% | [8 empty] | buildings with Room Automation HVAC + lighting | Percent [0 to 100%] |  | 0% | [8 empty] | buildings with Room Automation HVAC + lighting | Percent [0 to 100%] |  | 0%
1414 | BA21_NR_Commercial_Offices | b_raa_sh_nr_co | buildings with Building Automation HVAC + lighting + blinds | Percent [0 to 100%] |  |  |  |  | 0% | 0% | 0% | 0% | 0% | [5 empty] | 1 | 1 | 1 | 1 | 1 | 1 | buildings with Building Automation HVAC + lighting + blinds | Percent [0 to 100%] |  | 0% | [8 empty] | buildings with Building Automation HVAC + lighting + blinds | Percent [0 to 100%] |  | 0% | [9 empty] | Gebäude mit Raumautomatisierung Heizung/Lüftung/Klima/Beleuchtung/Verschattung | Prozent [0 bis 100%] |  | 0% | [8 empty] | buildings with Building Automation HVAC + lighting + blinds | Percent [0 to 100%] |  | 0% | [8 empty] | buildings with Building Automation HVAC + lighting + blinds | Percent [0 to 100%] |  | 0% | [8 empty] | buildings with Building Automation HVAC + lighting + blinds | Percent [0 to 100%] |  | 0%
1415
1416
1417
1418
1419
1420
1421
1422
1423
1424
1425
1426
1427
1428
1429
1430
1431
1432
1433
1434
1435
1436
1437
1438
1439
1440
1441
1442
1443
1444
1445
1446
1447
1448
1449
1450
1451
1452
1453
1454
1455
1456
1457
1458
1459
1460
1461
1462
1463
1464
1465
1466
1467
1468
1469
1470
1471
1472
1473
1474
1475
1476
1477
1478
1479
1480
1481
1482
1483
1484
1485
1486
1487
1488
1489
1490
1491
1492
1493
1494
1495
1496
1497
1498
1499
1500
No transfer to summary below this line
Note on K21: Same as initial baseline data, if there is no forcast of today available in the source.
Note on AE21: Same as initial baseline data, if there is no forcast of today available in the source.
Note on AR21: Same as initial baseline data, if there is no forcast of today available in the source.
Note on BS21: Same as initial baseline data, if there is no forcast of today available in the source.
Note on CF21: Same as initial baseline data, if there is no forcast of today available in the source.
Note on CS21: Same as initial baseline data, if there is no forcast of today available in the source.

## 6.2_Input Public Admin
1501 | Project | Project: | Master | [15 empty] | Conversion factors | [5 empty] | US Template | [11 empty] | International English Template | [12 empty] | German Template | [11 empty] | Chinese Template | [11 empty] | Spanish Template | [11 empty] | French Template
1502 |  | City Data: | CYPT | [21 empty] | CYPT | [11 empty] | CYPT | [12 empty] | CYPT | [11 empty] | CYPT | [11 empty] | CYPT | [11 empty] | CYPT
1503 | Legend: |  | Helsinki | [21 empty] | <Input for city name> | [11 empty] | Helsinki | [12 empty] | Helsinki | [11 empty] | Helsinki | [11 empty] | Helsinki | [11 empty] | Helsinki
1504
1505 |  |  | Overview current sheet | [21 empty] | Overview current sheet | [11 empty] | Overview current sheet | [12 empty] | Überblick der Seite | [11 empty] | Overview current sheet | [11 empty] | Overview current sheet | [11 empty] | Overview current sheet
1506 |  |  | shall be reported | [21 empty] | shall be reported | [11 empty] | shall be reported | [12 empty] | Eingabe erfürderlich | [11 empty] | shall be reported | [11 empty] | shall be reported | [11 empty] | shall be reported
1507 |  |  | Alternative if necessary value not available, orange becomes necessary | [21 empty] | Alternative if necessary value not available, orange becomes necessary | [11 empty] | Alternative if necessary value not available, orange becomes necessary | [12 empty] | Alternative Eingabemöglichkeit für vorangegangene Parameter | [11 empty] | Alternative if necessary value not available, orange becomes necessary | [11 empty] | Alternative if necessary value not available, orange becomes necessary | [11 empty] | Alternative if necessary value not available, orange becomes necessary
1508 |  |  | if available, business as usual (according to ongoing activities and action plans in place): if no data forecasts available we take the baseline data for the following years as well | [21 empty] | if available, business as usual (according to ongoing activities and action plans in place): if no data forecasts available we take the baseline data for the following years as well | [11 empty] | if available, business as usual (according to ongoing activities and action plans in place): if no data forecasts available we take the baseline data for the following years as well | [12 empty] | falls verfügbar aus vorhandener Planung, falls keine Daten vorhanden sind, werden die Daten aus dem Basisjahr genommen und ggf. entsprechend des Bedarfs skaliert | [11 empty] | if available, business as usual (according to ongoing activities and action plans in place): if no data forecasts available we take the baseline data for the following years as well | [11 empty] | if available, business as usual (according to ongoing activities and action plans in place): if no data forecasts available we take the baseline data for the following years as well | [11 empty] | if available, business as usual (according to ongoing activities and action plans in place): if no data forecasts available we take the baseline data for the following years as well
1509 |  |  | Automatically interpolated to year today. Can be overwritten (in this case use red letters) | [21 empty] | Automatically interpolated to year today. Can be overwritten (in this case use red letters) | [11 empty] | Automatically interpolated to year today. Can be overwritten (in this case use red letters) | [12 empty] | Automatische Interpolation des aktuellen Jahre, basierend aus Basisjahr und fürtschreibung 2020. Kann überschrieben werden, falls daten vorhanden sind (in diesem Fall Schrift rot verwenden) | [11 empty] | Automatically interpolated to year today. Can be overwritten (in this case use red letters) | [11 empty] | Automatically interpolated to year today. Can be overwritten (in this case use red letters) | [11 empty] | Automatically interpolated to year today. Can be overwritten (in this case use red letters)
1510 |  |  | nice to have Helsinki specific factor otherwise we adapt standard data or other studies | [21 empty] | nice to have <Input for city name> specific factor otherwise we adapt standard data or other studies | [11 empty] | nice to have Helsinki specific factor otherwise we adapt standard data or other studies | [12 empty] | Daten spezifisch für Helsinki wären gut, ansonsten werden Standarddaten, oder andere Studien herangezogen | [11 empty] | nice to have Helsinki specific factor otherwise we adapt standard data or other studies | [11 empty] | nice to have Helsinki specific factor otherwise we adapt standard data or other studies | [11 empty] | nice to have Helsinki specific factor otherwise we adapt standard data or other studies
1511 |  |  | First data delivery | Date | [20 empty] | First data delivery | Date | [10 empty] | First data delivery | Date | [11 empty] | 1. Datenerhebung | Date | [10 empty] | First data delivery | Date | [10 empty] | First data delivery | Date | [10 empty] | First data delivery | Date
1512 |  |  | First update | Date | [20 empty] | First update | Date | [10 empty] | First update | Date | [11 empty] | 1. Datenaktualisierung | Date | [10 empty] | First update | Date | [10 empty] | First update | Date | [10 empty] | First update | Date
1513 |  |  | Second update | Date | [20 empty] | Second update | Date | [10 empty] | Second update | Date | [11 empty] | 2. Datenaktualisierung | Date | [10 empty] | Second update | Date | [10 empty] | Second update | Date | [10 empty] | Second update | Date
1514 |  |  | Third update | Date | [20 empty] | Third update | Date | [10 empty] | Third update | Date | [11 empty] | 3. Datenaktualisierung | Date | [10 empty] | Third update | Date | [10 empty] | Third update | Date | [10 empty] | Third update | Date
1515 | Data Overview: |  | Fourth update | Date | [20 empty] | Fourth update | Date | [10 empty] | Fourth update | Date | [11 empty] | 4. Datenaktualisierung | Date | [10 empty] | Fourth update | Date | [10 empty] | Fourth update | Date | [10 empty] | Fourth update | Date
1516 |  | Energy demand (electricity and heat) | Data Overview: | [21 empty] | Data Overview: | [11 empty] | Data Overview: | [12 empty] | Datenüberblick | [11 empty] | Data Overview: | [11 empty] | Data Overview: | [11 empty] | Data Overview:
1517 |  | Thermal losses | Energy demand (electricity and heat) | [21 empty] | Energy demand (electricity and heat) | [11 empty] | Energy demand (electricity and heat) | [12 empty] | Energiebedarf | [11 empty] | Energy demand (electricity and heat) | [11 empty] | Energy demand (electricity and heat) | [11 empty] | Energy demand (electricity and heat)
1518 |  | Annual efficiency improvements BAU | Thermal losses | [21 empty] | Thermal losses | [11 empty] | Thermal losses | [12 empty] | Thermische Verluste | [11 empty] | Thermal losses | [11 empty] | Thermal losses | [11 empty] | Thermal losses
1519 | Lever Overview |  | Annual efficiency improvements BAU | [21 empty] | Annual efficiency improvements BAU | [11 empty] | Annual efficiency improvements BAU | [12 empty] | Jährliche Effizienzverbesserung | [11 empty] | Annual efficiency improvements BAU | [11 empty] | Annual efficiency improvements BAU | [11 empty] | Annual efficiency improvements BAU
1520 | Parameter sets | Parameter | [6 empty] | Data | Forecast Data |  |  |  | Data Specifications: please specify source of data and additional information regarding data quality | [12 empty] | Data | Forecast Data |  |  |  | Data Specifications: please specify source of data and additional information regarding data quality | [6 empty] | Data | Forecast Data |  |  |  |  | Data Specifications: please specify source of data and additional information regarding data quality | [6 empty] | Daten | Forecast Data |  |  |  | Daten Spezifikation: Quellen durchnummieren, links und Angaben zur Daten Qualität etc. | [6 empty] | Data | Forecast Data |  |  |  | Data Specifications: please specify source of data and additional information regarding data quality | [6 empty] | Data | Forecast Data |  |  |  | Data Specifications: please specify source of data and additional information regarding data quality | [6 empty] | Data | Forecast Data |  |  |  | Data Specifications: please specify source of data and additional information regarding data quality
1521 |  |  | Parameter unit of measure and description | unit of measure | left empty intentionally | left empty intentionally | left empty intentionally | left empty intentionally | Baseline | Today | 2020 | 2025 | 2050 | Reference/Source | Year of baseline data | Type of baseline data | Quality of data | Comments & limitations | conversion | conversion factor (International English to Master) | conversion factor (German to Master) | conversion factor (Chinese to Master) | conversion factor (Spanish to Master) | conversion factor (French to Master) | Parameter unit of measure and description | unit of measure | Baseline | Today | 2020 | 2025 | 2050 | Reference/Source | Year of baseline data | Type of baseline data | Quality of data | Comments & limitations | Parameter unit of measure and description | unit of measure | Baseline | Today | 2020 | 2025 | 2030 | 2050 | Reference/Source | Year of baseline data | Type of baseline data | Quality of data | Comments & limitations | Parameter | Einheit | Datenbasis | Heute | 2020 | 2025 | 2050 | Quelle | Jahr aus dem die Basisdaten sind | Art der Basisdaten | Qualität | Kommentare oder Einschränkungen z.B. Gültigkeit der Daten | Parameter unit of measure and description | unit of measure | Baseline | Today | 2020 | 2025 | 2050 | Reference/Source | Year of baseline data | Type of baseline data | Quality of data | Comments & limitations | Parameter unit of measure and description | unit of measure | Baseline | Today | 2020 | 2025 | 2050 | Reference/Source | Year of baseline data | Type of baseline data | Quality of data | Comments & limitations | Parameter unit of measure and description | unit of measure | Baseline | Today | 2020 | 2025 | 2050 | Reference/Source | Year of baseline data | Type of baseline data | Quality of data | Comments & limitations
1522 | [15 empty] | Average, City | Statistics | [16 empty] | Average, City | Statistics | [11 empty] | Average, City | Statistics | [10 empty] | Stadtmittelwert | Statistik | [10 empty] | Average, City | Statistics | [10 empty] | Average, City | Statistics | [10 empty] | Average, City | Statistics
1523 | [15 empty] | Example, city | Extrapolated | [16 empty] | Example, city | Extrapolated | [11 empty] | Example, city | Extrapolated | [10 empty] | Beispielfall, Stadt | Extrapoliert | [10 empty] | Example, city | Extrapolated | [10 empty] | Example, city | Extrapolated | [10 empty] | Example, city | Extrapolated
1524 | [15 empty] | Average, city close by | Calculated from statistics | [16 empty] | Average, city close by | Calculated from statistics | [11 empty] | Average, city close by | Calculated from statistics | [10 empty] | Mittelwert, Stadt in Region | Berechnet aus statistischen Werten | [10 empty] | Average, city close by | Calculated from statistics | [10 empty] | Average, city close by | Calculated from statistics | [10 empty] | Average, city close by | Calculated from statistics
1525 | [15 empty] | Examle, city close by | Calculated from stat. inc. assumptions | [16 empty] | Examle, city close by | Calculated from stat. inc. assumptions | [11 empty] | Examle, city close by | Calculated from stat. inc. assumptions | [10 empty] | Beispielfall, Stadt in Region | Berechnet aus stat. Werten unter Annahmen | [10 empty] | Examle, city close by | Calculated from stat. inc. assumptions | [10 empty] | Examle, city close by | Calculated from stat. inc. assumptions | [10 empty] | Examle, city close by | Calculated from stat. inc. assumptions
1526 | [15 empty] | Average, national | [17 empty] | Average, national | [12 empty] | Average, national | [11 empty] | Durchschnitt, national | [11 empty] | Average, national | [11 empty] | Average, national | [11 empty] | Average, national
1527 | [15 empty] | Example, country | [17 empty] | Example, country | [12 empty] | Example, country | [11 empty] | Beispiel, national | [11 empty] | Example, country | [11 empty] | Example, country | [11 empty] | Example, country
1528
1529
1530 | Electricity demand and efficiency increase |  | Electricity demand and efficiency increase | [21 empty] | Electricity demand and efficiency increase | [11 empty] | Electricity demand and efficiency increase | [12 empty] | Elektrizitätsbedarf und Effizienzsteigerung | [11 empty] | Electricity demand and efficiency increase | [11 empty] | Electricity demand and efficiency increase | [11 empty] | Electricity demand and efficiency increase
1531 | BA22_NR_Government_&_Public_Administration | b_de_el_bl_nr_ad | Total electricity demand in baseline | Kilowatt hours per square square meter [kWh/m²*a] |  |  |  |  | 80.7 | 80.7 | 0 | 0 | 0 | [5 empty] | 3.1546 | 1 | 1 | 1 | 1 | 1 | Total electricity demand in baseline | Energy Use Intensity (EUI) or thousand BTU per square foot per year [kBtu/ft2 per yr] |  | 0 | [8 empty] | Total electricity demand in baseline | Kilowatt hours per square square meter [kWh/m²*a] | 80.7 | 80.7 | [9 empty] | Gesamt Elektrizitäts bedarf | Kilowatt stunden pro Quadratmeter pro Jahr (kWh/m2*a) |  | 0 | [8 empty] | Total electricity demand in baseline | Kilowatt hours per square square meter [kWh/m²*a] |  | 0 | [8 empty] | Total electricity demand in baseline | Kilowatt hours per square square meter [kWh/m²*a] |  | 0 | [8 empty] | Total electricity demand in baseline | Kilowatt hours per square square meter [kWh/m²*a] |  | 0
1532 |  |  | Share of electricity demand in baseline for | [8 empty] | 0% | [12 empty] | Share of electricity demand in baseline for |  | 0% | 0% | 0% | 0% | 0% | [5 empty] | Share of electricity demand in baseline for |  | 99.9% | 99.9% | 0% | 0% |  | 0% | [5 empty] | Anteil Elektrizitäts bedarf für |  | 0% | 0% | 0% | 0% | 0% | [5 empty] | Share of electricity demand in baseline for |  | 0% | 0% | 0% | 0% | 0% | [5 empty] | Share of electricity demand in baseline for |  | 0% | 0% | 0% | 0% | 0% | [5 empty] | Share of electricity demand in baseline for |  | 0% | 0% | 0% | 0% | 0%
1533 | BA22_NR_Government_&_Public_Administration | b_de_el_li_bl_sh_nr_ad | Lighting | Percent [0 to 100%] |  |  |  |  | 27.6% | 27.6% | 0% | 0% | 0% |  |  |  |  | Cooling is included in appliances (14 % of the total) | 1 | 1 | 1 | 1 | 1 | 1 | Lighting | Percent [0 to 100%] |  | 0% | [8 empty] | Lighting | Percent [0 to 100%] | 27.6% | 27.6% | [8 empty] | Cooling is included in appliances (14 % of the total) | Beleuchtung | Prozent [0 bis 100%] |  | 0% | [8 empty] | Lighting | Percent [0 to 100%] |  | 0% | [8 empty] | Lighting | Percent [0 to 100%] |  | 0% | [8 empty] | Lighting | Percent [0 to 100%] |  | 0%
1534 | BA22_NR_Government_&_Public_Administration | b_de_el_ap_bl_sh_nr_ad | Appliances | Percent [0 to 100%] |  |  |  |  | 28.7% | 28.7% | 0% | 0% | 0% |  |  |  |  | Electricity for heating excluded as agreed. | 1 | 1 | 1 | 1 | 1 | 1 | Appliances | Percent [0 to 100%] |  | 0% | [8 empty] | Appliances | Percent [0 to 100%] | 28.7% | 28.7% | [8 empty] | Electricity for heating excluded as agreed. | Geräte/Techniks | Prozent [0 bis 100%] |  | 0% | [8 empty] | Appliances | Percent [0 to 100%] |  | 0% | [8 empty] | Appliances | Percent [0 to 100%] |  | 0% | [8 empty] | Appliances | Percent [0 to 100%] |  | 0%
1535 | BA22_NR_Government_&_Public_Administration | b_de_el_ve_bl_sh_nr_ad | Ventilation | Percent [0 to 100%] |  |  |  |  | 14.9% | 14.9% | 0% | 0% | 0% | [5 empty] | 1 | 1 | 1 | 1 | 1 | 1 | Ventilation | Percent [0 to 100%] |  | 0% | [8 empty] | Ventilation | Percent [0 to 100%] | 14.9% | 14.9% | [9 empty] | Lüftung | Prozent [0 bis 100%] |  | 0% | [8 empty] | Ventilation | Percent [0 to 100%] |  | 0% | [8 empty] | Ventilation | Percent [0 to 100%] |  | 0% | [8 empty] | Ventilation | Percent [0 to 100%] |  | 0%
1536 | BA22_NR_Government_&_Public_Administration | b_de_el_ot_bl_sh_nr_ad | Other | Percent [0 to 100%] |  |  |  |  | 28.7% | 28.7% | 0% | 0% | 0% | [5 empty] | 1 | 1 | 1 | 1 | 1 | 1 | Other | Percent [0 to 100%] |  | 0% | [8 empty] | Other | Percent [0 to 100%] | 28.7% | 28.7% | [9 empty] | "Andere" | Prozent [0 bis 100%] |  | 0% | [8 empty] | Other | Percent [0 to 100%] |  | 0% | [8 empty] | Other | Percent [0 to 100%] |  | 0% | [8 empty] | Other | Percent [0 to 100%] |  | 0%
1537 |  |  | BAU annual efficiency increase decreasing electricity demand for | [8 empty] | 0 | [12 empty] | BAU annual efficiency increase decreasing electricity demand for | [11 empty] | BAU annual efficiency increase decreasing electricity demand for | [12 empty] | Jährliche Effizienzverbesserung /verschlechtungen [-100 to 100%], des Elektrizitätsbedarf für | [11 empty] | BAU annual efficiency increase decreasing electricity demand for | [11 empty] | BAU annual efficiency increase decreasing electricity demand for | [11 empty] | BAU annual efficiency increase decreasing electricity demand for
1538 | BA10_Residentials | b_li_ei_nr_ad | Lighting /Lamp stock | Percent [-100 to 100%] | 3 | Excel |  |  | 0% | 0% | 0% | 0% | 0% | [5 empty] | 1 | 1 | 1 | 1 | 1 | 1 | Lighting /Lamp stock | Percent [-100 to 100%] |  | 0% | [8 empty] | Lighting /Lamp stock | Percent [-100 to 100%] |  | 0% | [9 empty] | Beleuchtung | Prozent [-100 bis 100%] |  | 0% | [8 empty] | Lighting /Lamp stock | Percent [-100 to 100%] |  | 0% | [8 empty] | Lighting /Lamp stock | Percent [-100 to 100%] |  | 0% | [8 empty] | Lighting /Lamp stock | Percent [-100 to 100%] |  | 0%
1539 | BA22_NR_Government_&_Public_Administration | b_de_el_ap_ei_nr_ad | Appliances | Percent [-100 to 100%] |  |  |  |  | 0% | 0% | 0% | 0% | 0% | [5 empty] | 1 | 1 | 1 | 1 | 1 | 1 | Appliances | Percent [-100 to 100%] |  | 0% | [8 empty] | Appliances | Percent [-100 to 100%] |  | 0% | [9 empty] | Geräte/Technik | Prozent [-100 bis 100%] |  | 0% | [8 empty] | Appliances | Percent [-100 to 100%] |  | 0% | [8 empty] | Appliances | Percent [-100 to 100%] |  | 0% | [8 empty] | Appliances | Percent [-100 to 100%] |  | 0%
1540 | BA22_NR_Government_&_Public_Administration | b_de_el_ve_ei_nr_ad | Ventilation | Percent [-100 to 100%] |  |  |  |  | 0% | 0% | 0% | 0% | 0% | [5 empty] | 1 | 1 | 1 | 1 | 1 | 1 | Ventilation | Percent [-100 to 100%] |  | 0% | [8 empty] | Ventilation | Percent [-100 to 100%] |  | 0% | [9 empty] | Lüftung | Prozent [-100 bis 100%] |  | 0% | [8 empty] | Ventilation | Percent [-100 to 100%] |  | 0% | [8 empty] | Ventilation | Percent [-100 to 100%] |  | 0% | [8 empty] | Ventilation | Percent [-100 to 100%] |  | 0%
1541 | BA22_NR_Government_&_Public_Administration | b_de_el_ot_ei_nr_ad | Other | Percent [-100 to 100%] |  |  |  |  | 0% | 0% | 0% | 0% | 0% | [5 empty] | 1 | 1 | 1 | 1 | 1 | 1 | Other | Percent [-100 to 100%] |  | 0% | [8 empty] | Other | Percent [-100 to 100%] |  | 0% | [9 empty] | Andere | Prozent [-100 bis 100%] |  | 0% | [8 empty] | Other | Percent [-100 to 100%] |  | 0% | [8 empty] | Other | Percent [-100 to 100%] |  | 0% | [8 empty] | Other | Percent [-100 to 100%] |  | 0%
1542 | [11 empty] | 0
1543 | Cooling demand and efficiency increase |  | Cooling demand and efficiency increase | [8 empty] | 0 | [12 empty] | Cooling demand and efficiency increase | [11 empty] | Cooling demand and efficiency increase | [12 empty] | Kältebedarf und Effizienzsteigerung | [11 empty] | Cooling demand and efficiency increase | [11 empty] | Cooling demand and efficiency increase | [11 empty] | Cooling demand and efficiency increase
1544 | BA22_NR_Government_&_Public_Administration | b_de_co_bl_nr_ad | Total cooling demand in baseline | Kilowatt hours per square square meter [kWh/m²*a] |  |  |  |  | 5.61 | 5.61 | 7.778 | 7.778 | 7.778 | Helsingin 30 % päästövähennysselvitys http://www.hel.fi/static/ymk/julkaisut/julkaisu-07-14.pdf | 2015 | Average, City | Calculated from statistics | city's district cooling demand allocated to all non residential buildings equally, according to their m2 (input before was 89 kw/m2) | 3.1546 | 1 | 1 | 1 | 1 | 1 | Total cooling demand in baseline | Energy Use Intensity (EUI) or thousand BTU per square foot per year [kBtu/ft2 per yr] |  | 0 | [8 empty] | Total cooling demand in baseline | Kilowatt hours per square square meter [kWh/m²*a] | 5.61 | 5.61 | 7.778 | 7.778 | 7.778 | 7.778 | Helsingin 30 % päästövähennysselvitys http://www.hel.fi/static/ymk/julkaisut/julkaisu-07-14.pdf | 2015 | Average, City | Calculated from statistics | city's district cooling demand allocated to all non residential buildings equally, according to their m2 (input before was 89 kw/m2) | Gesamt Kältebedarf | Kilowatt stunden pro Quadratmeter pro Jahr (kWh/m2*a) |  | 0 | [8 empty] | Total cooling demand in baseline | Kilowatt hours per square square meter [kWh/m²*a] |  | 0 | [8 empty] | Total cooling demand in baseline | Kilowatt hours per square square meter [kWh/m²*a] |  | 0 | [8 empty] | Total cooling demand in baseline | Kilowatt hours per square square meter [kWh/m²*a] |  | 0
1545 |  |  | Share of cooling demand in baseline due to | [8 empty] | 0% | [12 empty] | Share of cooling demand in baseline due to |  | 0% | 0% | 0% | 0% | 0% | [5 empty] | Share of cooling demand in baseline due to |  | 0% | 0% | 0% | 0% |  | 0% | [5 empty] | Anteil Kältebedarf für |  | 0% | 0% | 0% | 0% | 0% | [5 empty] | Share of cooling demand in baseline due to |  | 0% | 0% | 0% | 0% | 0% | [5 empty] | Share of cooling demand in baseline due to |  | 0% | 0% | 0% | 0% | 0% | [5 empty] | Share of cooling demand in baseline due to |  | 0% | 0% | 0% | 0% | 0%
1546 | BA22_NR_Government_&_Public_Administration | b_de_co_le_bl_sh_nr_ad | Infiltration | Percent [0 to 100%] |  |  |  |  | 0% | 0% | 0% | 0% | 0% | [5 empty] | 1 | 1 | 1 | 1 | 1 | 1 | Infiltration | Percent [0 to 100%] |  | 0% | [8 empty] | Infiltration | Percent [0 to 100%] |  | 0% | [9 empty] | Infiltration | Prozent [0 bis 100%] |  | 0% | [8 empty] | Infiltration | Percent [0 to 100%] |  | 0% | [8 empty] | Infiltration | Percent [0 to 100%] |  | 0% | [8 empty] | Infiltration | Percent [0 to 100%] |  | 0%
1547 | BA22_NR_Government_&_Public_Administration | b_de_co_ve_bl_sh_nr_ad | Ventilation | Percent [0 to 100%] |  |  |  |  | 0% | 0% | 0% | 0% | 0% | [5 empty] | 1 | 1 | 1 | 1 | 1 | 1 | Ventilation | Percent [0 to 100%] |  | 0% | [8 empty] | Ventilation | Percent [0 to 100%] |  | 0% | [9 empty] | Lüftung | Prozent [0 bis 100%] |  | 0% | [8 empty] | Ventilation | Percent [0 to 100%] |  | 0% | [8 empty] | Ventilation | Percent [0 to 100%] |  | 0% | [8 empty] | Ventilation | Percent [0 to 100%] |  | 0%
1548 | BA22_NR_Government_&_Public_Administration | b_de_co_wa_bl_sh_nr_ad | Losses through walls through transmission | Percent [0 to 100%] |  |  |  |  | 0% | 0% | 0% | 0% | 0% | [5 empty] | 1 | 1 | 1 | 1 | 1 | 1 | Losses through walls through transmission | Percent [0 to 100%] |  | 0% | [8 empty] | Losses through walls through transmission | Percent [0 to 100%] |  | 0% | [9 empty] | Verluste durch Wanddurchgang (transmission) | Prozent [0 bis 100%] |  | 0% | [8 empty] | Losses through walls through transmission | Percent [0 to 100%] |  | 0% | [8 empty] | Losses through walls through transmission | Percent [0 to 100%] |  | 0% | [8 empty] | Losses through walls through transmission | Percent [0 to 100%] |  | 0%
1549 | BA22_NR_Government_&_Public_Administration | b_de_co_wi_sr_bl_sh_nr_ad | Heat input by solar radiation through windows | Percent [0 to 100%] |  |  |  |  | 0% | 0% | 0% | 0% | 0% | [5 empty] | 1 | 1 | 1 | 1 | 1 | 1 | Heat input by solar radiation through windows | Percent [0 to 100%] |  | 0% | [8 empty] | Heat input by solar radiation through windows | Percent [0 to 100%] |  | 0% | [9 empty] | Wärmeeintrag durch Fenster (solar radiation) | Prozent [0 bis 100%] |  | 0% | [8 empty] | Heat input by solar radiation through windows | Percent [0 to 100%] |  | 0% | [8 empty] | Heat input by solar radiation through windows | Percent [0 to 100%] |  | 0% | [8 empty] | Heat input by solar radiation through windows | Percent [0 to 100%] |  | 0%
1550 | BA22_NR_Government_&_Public_Administration | b_de_co_wi_tr_bl_sh_nr_ad | Losses through windows through transmission | Percent [0 to 100%] |  |  |  |  | 0% | 0% | 0% | 0% | 0% | [5 empty] | 1 | 1 | 1 | 1 | 1 | 1 | Losses through windows through transmission | Percent [0 to 100%] |  | 0% | [8 empty] | Losses through windows through transmission | Percent [0 to 100%] |  | 0% | [9 empty] | Verluste durch Fensterdurchgang (transmission) | Prozent [0 bis 100%] |  | 0% | [8 empty] | Losses through windows through transmission | Percent [0 to 100%] |  | 0% | [8 empty] | Losses through windows through transmission | Percent [0 to 100%] |  | 0% | [8 empty] | Losses through windows through transmission | Percent [0 to 100%] |  | 0%
1551 | BA22_NR_Government_&_Public_Administration | b_de_co_ot_bl_sh_nr_ad | Other effects (e.g. people, electrical Appliances) | Percent [0 to 100%] |  |  |  |  | 0% | 0% | 0% | 0% | 0% | [5 empty] | 1 | 1 | 1 | 1 | 1 | 1 | Other effects (e.g. people, electrical Appliances) | Percent [0 to 100%] |  | 0% | [8 empty] | Other effects (e.g. people, electrical Appliances) | Percent [0 to 100%] |  | 0% | [9 empty] | Andere Effekts (e.g. Personen, Geräte/Technik) | Prozent [0 bis 100%] |  | 0% | [8 empty] | Other effects (e.g. people, electrical Appliances) | Percent [0 to 100%] |  | 0% | [8 empty] | Other effects (e.g. people, electrical Appliances) | Percent [0 to 100%] |  | 0% | [8 empty] | Other effects (e.g. people, electrical Appliances) | Percent [0 to 100%] |  | 0%
1552 |  |  | BAU annual efficiency increase, decreasing cooling demand due to losses through | [8 empty] | 0 | [12 empty] | BAU annual efficiency increase, decreasing cooling demand due to losses through | [11 empty] | BAU annual efficiency increase, decreasing cooling demand due to losses through | [12 empty] | Jährliche Effizienzverbesserung/verschlechterung [-100 to 100%], des Kältebedarfs durch | [11 empty] | BAU annual efficiency increase, decreasing cooling demand due to losses through | [11 empty] | BAU annual efficiency increase, decreasing cooling demand due to losses through | [11 empty] | BAU annual efficiency increase, decreasing cooling demand due to losses through
1553 | BA22_NR_Government_&_Public_Administration | b_de_co_le_ei_nr_ad | Infiltration | Percent [-100 to 100%] |  |  |  |  | 0% | 0% | 0% | 0% | 0% | [5 empty] | 1 | 1 | 1 | 1 | 1 | 1 | Infiltration | Percent [-100 to 100%] |  | 0% | [8 empty] | Infiltration | Percent [-100 to 100%] |  | 0% | [9 empty] | Verluste durch Infiltration | Prozent [-100 bis 100%] |  | 0% | [8 empty] | Infiltration | Percent [-100 to 100%] |  | 0% | [8 empty] | Infiltration | Percent [-100 to 100%] |  | 0% | [8 empty] | Infiltration | Percent [-100 to 100%] |  | 0%
1554 | BA22_NR_Government_&_Public_Administration | b_de_co_ve_ei_nr_ad | Ventilation | Percent [-100 to 100%] |  |  |  |  | 0% | 0% | 0% | 0% | 0% | [5 empty] | 1 | 1 | 1 | 1 | 1 | 1 | Ventilation | Percent [-100 to 100%] |  | 0% | [8 empty] | Ventilation | Percent [-100 to 100%] |  | 0% | [9 empty] | Verluste durch Lüftung | Prozent [-100 bis 100%] |  | 0% | [8 empty] | Ventilation | Percent [-100 to 100%] |  | 0% | [8 empty] | Ventilation | Percent [-100 to 100%] |  | 0% | [8 empty] | Ventilation | Percent [-100 to 100%] |  | 0%
1555 | BA22_NR_Government_&_Public_Administration | b_de_co_ot_ei_nr_ad | Other (e.g. electric appliances, people) | Percent [-100 to 100%] |  |  |  |  | 0% | 0% | 0% | 0% | 0% | [5 empty] | 1 | 1 | 1 | 1 | 1 | 1 | Other (e.g. electric appliances, people) | Percent [-100 to 100%] |  | 0% | [8 empty] | Other (e.g. electric appliances, people) | Percent [-100 to 100%] |  | 0% | [9 empty] | Andere Effekts (e.g. Personen, Geräte/Technik) | Prozent [-100 bis 100%] |  | 0% | [8 empty] | Other (e.g. electric appliances, people) | Percent [-100 to 100%] |  | 0% | [8 empty] | Other (e.g. electric appliances, people) | Percent [-100 to 100%] |  | 0% | [8 empty] | Other (e.g. electric appliances, people) | Percent [-100 to 100%] |  | 0%
1556 | [11 empty] | 0
1557 | Heat demand including warm water and efficiency increase |  | Heat demand including warm water and efficiency increase | [8 empty] | 0 | [12 empty] | Heat demand including warm water and efficiency increase | [11 empty] | Heat demand including warm water and efficiency increase | [12 empty] | Wärmebedarf inklusive Warmwasser und Effizienzsteigerung | [11 empty] | Heat demand including warm water and efficiency increase | [11 empty] | Heat demand including warm water and efficiency increase | [11 empty] | Heat demand including warm water and efficiency increase
1558 | BA22_NR_Government_&_Public_Administration | b_de_he_bl_nr_ad | Total heat demand in baseline | Kilowatt hours per square square meter [kWh/m²*a] |  |  |  |  | 147.17 | 147.17 | 0 | 0 | 0 |  | 2014 |  | Calculated from stat. inc. assumptions | Excel KAUPUNGIN OMISTAMIEN KIINTEISTÖJEN ENERGIAN KULUTUSTIEDOT VUODELTA 2014 for gross area and consumption. Floor area from Facta. Ratio of floor area/total area 79 %. | 3.1546 | 1 | 1 | 1 | 1 | 1 | Total heat demand in baseline | Energy Use Intensity (EUI) or thousand BTU per square foot per year [kBtu/ft2 per yr] |  | 0 | [8 empty] | Total heat demand in baseline | Kilowatt hours per square square meter [kWh/m²*a] | 147.17 | 147.17 | [5 empty] | 2014 |  | Calculated from stat. inc. assumptions | Excel KAUPUNGIN OMISTAMIEN KIINTEISTÖJEN ENERGIAN KULUTUSTIEDOT VUODELTA 2014 for gross area and consumption. Floor area from Facta. Ratio of floor area/total area 79 %. | Gesamt Wärmebedarf | Kilowatt stunden pro Quadratmeter pro Jahr (kWh/m2*a) |  | 0 | [8 empty] | Total heat demand in baseline | Kilowatt hours per square square meter [kWh/m²*a] |  | 0 | [8 empty] | Total heat demand in baseline | Kilowatt hours per square square meter [kWh/m²*a] |  | 0 | [8 empty] | Total heat demand in baseline | Kilowatt hours per square square meter [kWh/m²*a] |  | 0
1559 |  |  | Share of baseline heat demand due to losses through | [8 empty] | 0% | [12 empty] | Share of baseline heat demand due to losses through |  | 0% | 0% | 0% | 0% | 0% | [5 empty] | Share of baseline heat demand due to losses through |  | 100.1% | 100.1% | 0% | 0% |  | 0% | [5 empty] | Anteil Wärmebedarf durch Verluste von |  | 0% | 0% | 0% | 0% | 0% | [5 empty] | Share of baseline heat demand due to losses through |  | 0% | 0% | 0% | 0% | 0% | [5 empty] | Share of baseline heat demand due to losses through |  | 0% | 0% | 0% | 0% | 0% | [5 empty] | Share of baseline heat demand due to losses through |  | 0% | 0% | 0% | 0% | 0%
1560 | BA22_NR_Government_&_Public_Administration | b_de_he_le_bl_sh_nr_ad | Infiltration | Percent [0 to 100%] |  |  |  |  | 0% | 0% | 0% | 0% | 0% | Danish Building Research Institute, Aalborg University Copenhagen, Potentielle energibesparelser i det eksisterende byggeri (2009) http://www.sbi.dk/miljo-og-energi/energibesparelser/potentielle-energibesparelser-i-det-eksisterende-byggeri/potentielle-energibesparelser-i-det-eksisterende-byggeri | 2009 | Average, national | Extrapolated | Danish data | 1 | 1 | 1 | 1 | 1 | 1 | Infiltration | Percent [0 to 100%] |  | 0% | [8 empty] | Infiltration | Percent [0 to 100%] | 0% | 0% |  |  |  |  | Danish Building Research Institute, Aalborg University Copenhagen, Potentielle energibesparelser i det eksisterende byggeri (2009) http://www.sbi.dk/miljo-og-energi/energibesparelser/potentielle-energibesparelser-i-det-eksisterende-byggeri/potentielle-energibesparelser-i-det-eksisterende-byggeri | 2009 | Average, national | Extrapolated | Danish data | Infiltration | Prozent [0 bis 100%] |  | 0% | [8 empty] | Infiltration | Percent [0 to 100%] |  | 0% | [8 empty] | Infiltration | Percent [0 to 100%] |  | 0% | [8 empty] | Infiltration | Percent [0 to 100%] |  | 0%
1561 | BA22_NR_Government_&_Public_Administration | b_de_he_ve_bl_sh_nr_ad | Ventilation | Percent [0 to 100%] |  |  |  |  | 29.4% | 29.4% | 0% | 0% | 0% | Danish Building Research Institute, Aalborg University Copenhagen, Potentielle energibesparelser i det eksisterende byggeri (2009) http://www.sbi.dk/miljo-og-energi/energibesparelser/potentielle-energibesparelser-i-det-eksisterende-byggeri/potentielle-energibesparelser-i-det-eksisterende-byggeri | 2010 | Average, national | Extrapolated | Danish data | 1 | 1 | 1 | 1 | 1 | 1 | Ventilation | Percent [0 to 100%] |  | 0% | [8 empty] | Ventilation | Percent [0 to 100%] | 29.4% | 29.4% |  |  |  |  | Danish Building Research Institute, Aalborg University Copenhagen, Potentielle energibesparelser i det eksisterende byggeri (2009) http://www.sbi.dk/miljo-og-energi/energibesparelser/potentielle-energibesparelser-i-det-eksisterende-byggeri/potentielle-energibesparelser-i-det-eksisterende-byggeri | 2010 | Average, national | Extrapolated | Danish data | Lüftung | Prozent [0 bis 100%] |  | 0% | [8 empty] | Ventilation | Percent [0 to 100%] |  | 0% | [8 empty] | Ventilation | Percent [0 to 100%] |  | 0% | [8 empty] | Ventilation | Percent [0 to 100%] |  | 0%
1562 | BA22_NR_Government_&_Public_Administration | b_de_he_wa_bl_sh_nr_ad | Walls | Percent [0 to 100%] |  |  |  |  | 35% | 35% | 0% | 0% | 0% | Danish Building Research Institute, Aalborg University Copenhagen, Potentielle energibesparelser i det eksisterende byggeri (2009) http://www.sbi.dk/miljo-og-energi/energibesparelser/potentielle-energibesparelser-i-det-eksisterende-byggeri/potentielle-energibesparelser-i-det-eksisterende-byggeri | 2011 | Average, national | Extrapolated | Danish data | 1 | 1 | 1 | 1 | 1 | 1 | Walls | Percent [0 to 100%] |  | 0% | [8 empty] | Walls | Percent [0 to 100%] | 35% | 35% |  |  |  |  | Danish Building Research Institute, Aalborg University Copenhagen, Potentielle energibesparelser i det eksisterende byggeri (2009) http://www.sbi.dk/miljo-og-energi/energibesparelser/potentielle-energibesparelser-i-det-eksisterende-byggeri/potentielle-energibesparelser-i-det-eksisterende-byggeri | 2011 | Average, national | Extrapolated | Danish data | Wand | Prozent [0 bis 100%] |  | 0% | [8 empty] | Walls | Percent [0 to 100%] |  | 0% | [8 empty] | Walls | Percent [0 to 100%] |  | 0% | [8 empty] | Walls | Percent [0 to 100%] |  | 0%
1563 | BA22_NR_Government_&_Public_Administration | b_de_he_wi_bl_sh_nr_ad | Windows | Percent [0 to 100%] |  |  |  |  | 15.6% | 15.6% | 0% | 0% | 0% | Danish Building Research Institute, Aalborg University Copenhagen, Potentielle energibesparelser i det eksisterende byggeri (2009) http://www.sbi.dk/miljo-og-energi/energibesparelser/potentielle-energibesparelser-i-det-eksisterende-byggeri/potentielle-energibesparelser-i-det-eksisterende-byggeri | 2012 | Average, national | Extrapolated | Danish data | 1 | 1 | 1 | 1 | 1 | 1 | Windows | Percent [0 to 100%] |  | 0% | [8 empty] | Windows | Percent [0 to 100%] | 15.6% | 15.6% |  |  |  |  | Danish Building Research Institute, Aalborg University Copenhagen, Potentielle energibesparelser i det eksisterende byggeri (2009) http://www.sbi.dk/miljo-og-energi/energibesparelser/potentielle-energibesparelser-i-det-eksisterende-byggeri/potentielle-energibesparelser-i-det-eksisterende-byggeri | 2012 | Average, national | Extrapolated | Danish data | Fenster | Prozent [0 bis 100%] |  | 0% | [8 empty] | Windows | Percent [0 to 100%] |  | 0% | [8 empty] | Windows | Percent [0 to 100%] |  | 0% | [8 empty] | Windows | Percent [0 to 100%] |  | 0%
1564 | BA22_NR_Government_&_Public_Administration | b_de_he_fl_bl_sh_nr_ad | Floors | Percent [0 to 100%] |  |  |  |  | 8.8% | 8.8% | 0% | 0% | 0% | Danish Building Research Institute, Aalborg University Copenhagen, Potentielle energibesparelser i det eksisterende byggeri (2009) http://www.sbi.dk/miljo-og-energi/energibesparelser/potentielle-energibesparelser-i-det-eksisterende-byggeri/potentielle-energibesparelser-i-det-eksisterende-byggeri | 2013 | Average, national | Extrapolated | Danish data | 1 | 1 | 1 | 1 | 1 | 1 | Floors | Percent [0 to 100%] |  | 0% | [8 empty] | Floors | Percent [0 to 100%] | 8.8% | 8.8% |  |  |  |  | Danish Building Research Institute, Aalborg University Copenhagen, Potentielle energibesparelser i det eksisterende byggeri (2009) http://www.sbi.dk/miljo-og-energi/energibesparelser/potentielle-energibesparelser-i-det-eksisterende-byggeri/potentielle-energibesparelser-i-det-eksisterende-byggeri | 2013 | Average, national | Extrapolated | Danish data | Boden | Prozent [0 bis 100%] |  | 0% | [8 empty] | Floors | Percent [0 to 100%] |  | 0% | [8 empty] | Floors | Percent [0 to 100%] |  | 0% | [8 empty] | Floors | Percent [0 to 100%] |  | 0%
1565 | BA22_NR_Government_&_Public_Administration | b_de_he_ro_bl_sh_nr_ad | Roofs | Percent [0 to 100%] |  |  |  |  | 9.4% | 9.4% | 0% | 0% | 0% | Danish Building Research Institute, Aalborg University Copenhagen, Potentielle energibesparelser i det eksisterende byggeri (2009) http://www.sbi.dk/miljo-og-energi/energibesparelser/potentielle-energibesparelser-i-det-eksisterende-byggeri/potentielle-energibesparelser-i-det-eksisterende-byggeri | 2014 | Average, national | Extrapolated | Danish data | 1 | 1 | 1 | 1 | 1 | 1 | Roofs | Percent [0 to 100%] |  | 0% | [8 empty] | Roofs | Percent [0 to 100%] | 9.4% | 9.4% |  |  |  |  | Danish Building Research Institute, Aalborg University Copenhagen, Potentielle energibesparelser i det eksisterende byggeri (2009) http://www.sbi.dk/miljo-og-energi/energibesparelser/potentielle-energibesparelser-i-det-eksisterende-byggeri/potentielle-energibesparelser-i-det-eksisterende-byggeri | 2014 | Average, national | Extrapolated | Danish data | Dach | Prozent [0 bis 100%] |  | 0% | [8 empty] | Roofs | Percent [0 to 100%] |  | 0% | [8 empty] | Roofs | Percent [0 to 100%] |  | 0% | [8 empty] | Roofs | Percent [0 to 100%] |  | 0%
1566 | BA22_NR_Government_&_Public_Administration | b_de_he_ot_bl_sh_nr_ad | Other | Percent [0 to 100%] |  |  |  |  | 0% | 0% | 0% | 0% | 0% | Danish Building Research Institute, Aalborg University Copenhagen, Potentielle energibesparelser i det eksisterende byggeri (2009) http://www.sbi.dk/miljo-og-energi/energibesparelser/potentielle-energibesparelser-i-det-eksisterende-byggeri/potentielle-energibesparelser-i-det-eksisterende-byggeri | 2015 | Average, national | Extrapolated | Danish data | 1 | 1 | 1 | 1 | 1 | 1 | Other | Percent [0 to 100%] |  | 0% | [8 empty] | Other | Percent [0 to 100%] | 0% | 0% |  |  |  |  | Danish Building Research Institute, Aalborg University Copenhagen, Potentielle energibesparelser i det eksisterende byggeri (2009) http://www.sbi.dk/miljo-og-energi/energibesparelser/potentielle-energibesparelser-i-det-eksisterende-byggeri/potentielle-energibesparelser-i-det-eksisterende-byggeri | 2015 | Average, national | Extrapolated | Danish data | Andere | Prozent [0 bis 100%] |  | 0% | [8 empty] | Other | Percent [0 to 100%] |  | 0% | [8 empty] | Other | Percent [0 to 100%] |  | 0% | [8 empty] | Other | Percent [0 to 100%] |  | 0%
1567 | BA22_NR_Government_&_Public_Administration | b_de_he_ww_bl_sh_nr_ad | Share of heat demand for warm water in baseline | Percent [0 to 100%] |  |  |  |  | 1.9% | 1.9% | 0% | 0% | 0% | Danish Building Research Institute, Aalborg University Copenhagen, Potentielle energibesparelser i det eksisterende byggeri (2009) http://www.sbi.dk/miljo-og-energi/energibesparelser/potentielle-energibesparelser-i-det-eksisterende-byggeri/potentielle-energibesparelser-i-det-eksisterende-byggeri | 2016 | Average, national | Extrapolated | Danish data | 1 | 1 | 1 | 1 | 1 | 1 | Share of heat demand for warm water in baseline | Percent [0 to 100%] |  | 0% | [8 empty] | Share of heat demand for warm water in baseline | Percent [0 to 100%] | 1.9% | 1.9% |  |  |  |  | Danish Building Research Institute, Aalborg University Copenhagen, Potentielle energibesparelser i det eksisterende byggeri (2009) http://www.sbi.dk/miljo-og-energi/energibesparelser/potentielle-energibesparelser-i-det-eksisterende-byggeri/potentielle-energibesparelser-i-det-eksisterende-byggeri | 2016 | Average, national | Extrapolated | Danish data | Anteil Wärmebedarf für Warmwasser | Prozent [0 bis 100%] |  | 0% | [8 empty] | Share of heat demand for warm water in baseline | Percent [0 to 100%] |  | 0% | [8 empty] | Share of heat demand for warm water in baseline | Percent [0 to 100%] |  | 0% | [8 empty] | Share of heat demand for warm water in baseline | Percent [0 to 100%] |  | 0%
1568 |  |  | BAU annual efficiency increase, decreasing thermal losses through | [8 empty] | 0 | [12 empty] | BAU annual efficiency increase, decreasing thermal losses through | [11 empty] | BAU annual efficiency increase, decreasing thermal losses through | [12 empty] | Jährliche Effizienzverbesserung/verschlechterung [-100 to 100%], des Wärmebedarfs durch | [11 empty] | BAU annual efficiency increase, decreasing thermal losses through | [11 empty] | BAU annual efficiency increase, decreasing thermal losses through | [11 empty] | BAU annual efficiency increase, decreasing thermal losses through
1569 | BA22_NR_Government_&_Public_Administration | b_de_he_le_ei_nr_ad | Infiltration | Percent [-100 to 100%] |  |  |  |  | 0% | 0% | 0% | 0% | 0% | [5 empty] | 1 | 1 | 1 | 1 | 1 | 1 | Infiltration | Percent [-100 to 100%] |  | 0% | [8 empty] | Infiltration | Percent [-100 to 100%] |  | 0% | [9 empty] | Infiltration | Prozent [-100 bis 100%] |  | 0% | [8 empty] | Infiltration | Percent [-100 to 100%] |  | 0% | [8 empty] | Infiltration | Percent [-100 to 100%] |  | 0% | [8 empty] | Infiltration | Percent [-100 to 100%] |  | 0%
1570 | BA22_NR_Government_&_Public_Administration | b_de_he_ve_ei_nr_ad | Ventilation | Percent [-100 to 100%] |  |  |  |  | 0% | 0% | 0% | 0% | 0% | [5 empty] | 1 | 1 | 1 | 1 | 1 | 1 | Ventilation | Percent [-100 to 100%] |  | 0% | [8 empty] | Ventilation | Percent [-100 to 100%] |  | 0% | [9 empty] | Lüftung | Prozent [-100 bis 100%] |  | 0% | [8 empty] | Ventilation | Percent [-100 to 100%] |  | 0% | [8 empty] | Ventilation | Percent [-100 to 100%] |  | 0% | [8 empty] | Ventilation | Percent [-100 to 100%] |  | 0%
1571 | BA22_NR_Government_&_Public_Administration | b_de_he_fl_ei_nr_ad | Floors | Percent [-100 to 100%] |  |  |  |  | 0% | 0% | 0% | 0% | 0% | [5 empty] | 1 | 1 | 1 | 1 | 1 | 1 | Floors | Percent [-100 to 100%] |  | 0% | [8 empty] | Floors | Percent [-100 to 100%] |  | 0% | [9 empty] | Boden | Prozent [-100 bis 100%] |  | 0% | [8 empty] | Floors | Percent [-100 to 100%] |  | 0% | [8 empty] | Floors | Percent [-100 to 100%] |  | 0% | [8 empty] | Floors | Percent [-100 to 100%] |  | 0%
1572 | BA22_NR_Government_&_Public_Administration | b_de_he_ro_ei_nr_ad | Roofs | Percent [-100 to 100%] |  |  |  |  | 0% | 0% | 0% | 0% | 0% | [5 empty] | 1 | 1 | 1 | 1 | 1 | 1 | Roofs | Percent [-100 to 100%] |  | 0% | [8 empty] | Roofs | Percent [-100 to 100%] |  | 0% | [9 empty] | Dach | Prozent [-100 bis 100%] |  | 0% | [8 empty] | Roofs | Percent [-100 to 100%] |  | 0% | [8 empty] | Roofs | Percent [-100 to 100%] |  | 0% | [8 empty] | Roofs | Percent [-100 to 100%] |  | 0%
1573 | BA22_NR_Government_&_Public_Administration | b_de_he_ot_ei_nr_ad | Other reasons | Percent [-100 to 100%] |  |  |  |  | 0% | 0% | 0% | 0% | 0% | [5 empty] | 1 | 1 | 1 | 1 | 1 | 1 | Other reasons | Percent [-100 to 100%] |  | 0% | [8 empty] | Other reasons | Percent [-100 to 100%] |  | 0% | [9 empty] | Andere | Prozent [-100 bis 100%] |  | 0% | [8 empty] | Other reasons | Percent [-100 to 100%] |  | 0% | [8 empty] | Other reasons | Percent [-100 to 100%] |  | 0% | [8 empty] | Other reasons | Percent [-100 to 100%] |  | 0%
1574 | BA22_NR_Government_&_Public_Administration | b_de_he_ww_ei_nr_ad | BAU annual Efficiency increase, decreasing warm water demand | Percent [-100 to 100%] |  |  |  |  | 0% | 0% | 0% | 0% | 0% | [5 empty] | 1 | 1 | 1 | 1 | 1 | 1 | BAU annual Efficiency increase, decreasing warm water demand | Percent [-100 to 100%] |  | 0% | [8 empty] | BAU annual Efficiency increase, decreasing warm water demand | Percent [-100 to 100%] |  | 0% | [9 empty] | Jährliche Effizienzverbesserung/verschlechtung Warmwasserbedarf | Prozent [-100 bis 100%] |  | 0% | [8 empty] | BAU annual Efficiency increase, decreasing warm water demand | Percent [-100 to 100%] |  | 0% | [8 empty] | BAU annual Efficiency increase, decreasing warm water demand | Percent [-100 to 100%] |  | 0% | [8 empty] | BAU annual Efficiency increase, decreasing warm water demand | Percent [-100 to 100%] |  | 0%
1575 | [11 empty] | 0
1576 | Lever specific parameter |  | Lever specific parameter | [8 empty] | 0 | [12 empty] | Lever specific parameter | [11 empty] | Lever specific parameter | [12 empty] | Hebel spezifische Parameter | [11 empty] | Lever specific parameter | [11 empty] | Lever specific parameter | [11 empty] | Lever specific parameter
1577 | BA22_NR_Government_&_Public_Administration | b_ra_waa_nr_ad | Ratio of wall area / effective area | Ratio [-] |  |  |  |  | 0 | 0 | 0 | 0 | 0 | [5 empty] | 1 | 1 | 1 | 1 | 1 | 1 | Ratio of wall area / effective area | Ratio [-] |  | 0 | [8 empty] | Ratio of wall area / effective area | Ratio [-] |  | 0 | [9 empty] | Verhältnis zwischen Wandfläche / effektive Fläche | Ratio [-] |  | 0 | [8 empty] | Ratio of wall area / effective area | Ratio [-] |  | 0 | [8 empty] | Ratio of wall area / effective area | Ratio [-] |  | 0 | [8 empty] | Ratio of wall area / effective area | Ratio [-] |  | 0
1578 | BA22_NR_Government_&_Public_Administration | b_ra_wwa_nr_ad | Ratio of window/effective area | Ratio [-] |  |  |  |  | 0 | 0 | 0 | 0 | 0 | [5 empty] | 1 | 1 | 1 | 1 | 1 | 1 | Ratio of window/effective area | Ratio [-] |  | 0 | [8 empty] | Ratio of window/effective area | Ratio [-] |  | 0 | [9 empty] | Verhältnis zwischen Fenster/effektive Fläche | Ratio [-] |  | 0 | [8 empty] | Ratio of window/effective area | Ratio [-] |  | 0 | [8 empty] | Ratio of window/effective area | Ratio [-] |  | 0 | [8 empty] | Ratio of window/effective area | Ratio [-] |  | 0
1579 | BA22_NR_Government_&_Public_Administration | b_gl_uv_wi_bl_nr_ad | U-value of windows in baseline (R=1/U) | U Value [Watts/square meter Kelvin] [W/m²*K] |  |  |  |  | 0 | 0 | 0 | 0 | 0 | [5 empty] | 5.6783 | 1 | 1 | 1 | 1 | 1 | U-value of windows in baseline (R=1/U) | Btu per square foot per degree Farenheit per hour [Btu/ft2*0F*h] |  | 0 | [8 empty] | U-value of windows in baseline (R=1/U) | U Value [Watts/square meter Kelvin] [W/m²*K] |  | 0 | [9 empty] | U-value Fenster (R=1/U) | U Value [Watts/square meter Kelvin] [W/m²*K] |  | 0 | [8 empty] | U-value of windows in baseline (R=1/U) | U Value [Watts/square meter Kelvin] [W/m²*K] |  | 0 | [8 empty] | U-value of windows in baseline (R=1/U) | U Value [Watts/square meter Kelvin] [W/m²*K] |  | 0 | [8 empty] | U-value of windows in baseline (R=1/U) | U Value [Watts/square meter Kelvin] [W/m²*K] |  | 0
1580 | BA22_NR_Government_&_Public_Administration | b_gl_gv_wi_bl_nr_ad | Solar heat gain coefficient "G-Value" of windows in baseline | Percent [0 to 100%] |  |  |  |  | 0% | 0% | 0% | 0% | 0% | [5 empty] | 1 | 1 | 1 | 1 | 1 | 1 | Solar heat gain coefficient "G-Value" of windows in baseline | Percent [0 to 100%] |  | 0% | [8 empty] | Solar heat gain coefficient "G-Value" of windows in baseline | Percent [0 to 100%] |  | 0% | [9 empty] | Solar Wärmezuwachskoeffizient "G-Value" Fenster | Prozent [0 bis 100%] |  | 0% | [8 empty] | Solar heat gain coefficient "G-Value" of windows in baseline | Percent [0 to 100%] |  | 0% | [8 empty] | Solar heat gain coefficient "G-Value" of windows in baseline | Percent [0 to 100%] |  | 0% | [8 empty] | Solar heat gain coefficient "G-Value" of windows in baseline | Percent [0 to 100%] |  | 0%
1581 | BA22_NR_Government_&_Public_Administration | b_gl_gv_wi_ei_nr_ad | BAU annual efficiency increase of G-value of windows | Percent [-100 to 100%] |  |  |  |  | 0% | 0% | 0% | 0% | 0% | [5 empty] | 1 | 1 | 1 | 1 | 1 | 1 | BAU annual efficiency increase of G-value of windows | Percent [-100 to 100%] |  | 0% | [8 empty] | BAU annual efficiency increase of G-value of windows | Percent [-100 to 100%] |  | 0% | [9 empty] | Jährliche Effizienzsteigerung G-value Fenster | Prozent [-100 bis 100%] |  | 0% | [8 empty] | BAU annual efficiency increase of G-value of windows | Percent [-100 to 100%] |  | 0% | [8 empty] | BAU annual efficiency increase of G-value of windows | Percent [-100 to 100%] |  | 0% | [8 empty] | BAU annual efficiency increase of G-value of windows | Percent [-100 to 100%] |  | 0%
1582 | BA22_NR_Government_&_Public_Administration | b_gl_uv_wi_ei_nr_ad | BAU annual efficiency increase of U-value of windows | Percent [-100 to 100%] |  |  |  |  | 0% | 0% | 0% | 0% | 0% | [5 empty] | 1 | 1 | 1 | 1 | 1 | 1 | BAU annual efficiency increase of U-value of windows | Percent [-100 to 100%] |  | 0% | [8 empty] | BAU annual efficiency increase of U-value of windows | Percent [-100 to 100%] |  | 0% | [9 empty] | Jährliche Effizienzsteigerung U-value Fenster | Prozent [-100 bis 100%] |  | 0% | [8 empty] | BAU annual efficiency increase of U-value of windows | Percent [-100 to 100%] |  | 0% | [8 empty] | BAU annual efficiency increase of U-value of windows | Percent [-100 to 100%] |  | 0% | [8 empty] | BAU annual efficiency increase of U-value of windows | Percent [-100 to 100%] |  | 0%
1583 | BA22_NR_Government_&_Public_Administration | b_wi_uv_wa_bl_nr_ad | U-value of building walls in baseline (R=1/U) | U Value [Watts/square meter Kelvin] [W/m²*K] |  |  |  |  | 0 | 0 | 0 | 0 | 0 | [5 empty] | 5.6783 | 1 | 1 | 1 | 1 | 1 | U-value of building walls in baseline (R=1/U) | Btu per square foot per degree Farenheit per hour [Btu/ft2*0F*h] |  | 0 | [8 empty] | U-value of building walls in baseline (R=1/U) | U Value [Watts/square meter Kelvin] [W/m²*K] |  | 0 | [9 empty] | U-value Gebäude Wand (R=1/U) | U Value [Watts/square meter Kelvin] [W/m²*K] |  | 0 | [8 empty] | U-value of building walls in baseline (R=1/U) | U Value [Watts/square meter Kelvin] [W/m²*K] |  | 0 | [8 empty] | U-value of building walls in baseline (R=1/U) | U Value [Watts/square meter Kelvin] [W/m²*K] |  | 0 | [8 empty] | U-value of building walls in baseline (R=1/U) | U Value [Watts/square meter Kelvin] [W/m²*K] |  | 0
1584 |  |  | Average run time per year of | [8 empty] | 0 | [12 empty] | Average run time per year of | [11 empty] | Average run time per year of | [12 empty] | Durchschnittliche Betriebszeit pro Jahr von | [11 empty] | Average run time per year of | [11 empty] | Average run time per year of | [11 empty] | Average run time per year of
1585 | BA22_NR_Government_&_Public_Administration | b_li_rt_cf_nr_ad | Compact fluorescent lamps | Hours per year [h/a] |  |  |  |  | 0 | 0 | 0 | 0 | 0 | [5 empty] | 1 | 1 | 1 | 1 | 1 | 1 | Compact fluorescent lamps | Hours per year [h/a] |  | 0 | [8 empty] | Compact fluorescent lamps | Hours per year [h/a] |  | 0 | [9 empty] | KompaktLeuchtstofflampe | Stunden pro year [h/a] |  | 0 | [8 empty] | Compact fluorescent lamps | Hours per year [h/a] |  | 0 | [8 empty] | Compact fluorescent lamps | Hours per year [h/a] |  | 0 | [8 empty] | Compact fluorescent lamps | Hours per year [h/a] |  | 0
1586 | BA22_NR_Government_&_Public_Administration | b_li_rt_fl_nr_ad | Fluorescent lamps | Hours per year [h/a] |  |  |  |  | 0 | 0 | 0 | 0 | 0 | [5 empty] | 1 | 1 | 1 | 1 | 1 | 1 | Fluorescent lamps | Hours per year [h/a] |  | 0 | [8 empty] | Fluorescent lamps | Hours per year [h/a] |  | 0 | [9 empty] | Leuchtstofflampe | Stunden pro year [h/a] |  | 0 | [8 empty] | Fluorescent lamps | Hours per year [h/a] |  | 0 | [8 empty] | Fluorescent lamps | Hours per year [h/a] |  | 0 | [8 empty] | Fluorescent lamps | Hours per year [h/a] |  | 0
1587 | BA22_NR_Government_&_Public_Administration | b_li_rt_haL_nr_ad | Low voltage halogen lamps | Hours per year [h/a] |  |  |  |  | 0 | 0 | 0 | 0 | 0 | [5 empty] | 1 | 1 | 1 | 1 | 1 | 1 | Low voltage halogen lamps | Hours per year [h/a] |  | 0 | [8 empty] | Low voltage halogen lamps | Hours per year [h/a] |  | 0 | [9 empty] | Niederspannungshalogen Lampe | Stunden pro year [h/a] |  | 0 | [8 empty] | Low voltage halogen lamps | Hours per year [h/a] |  | 0 | [8 empty] | Low voltage halogen lamps | Hours per year [h/a] |  | 0 | [8 empty] | Low voltage halogen lamps | Hours per year [h/a] |  | 0
1588 | BA22_NR_Government_&_Public_Administration | b_li_rt_haM_nr_ad | Medium voltage halogen lamps | Hours per year [h/a] |  |  |  |  | 0 | 0 | 0 | 0 | 0 | [5 empty] | 1 | 1 | 1 | 1 | 1 | 1 | Medium voltage halogen lamps | Hours per year [h/a] |  | 0 | [8 empty] | Medium voltage halogen lamps | Hours per year [h/a] |  | 0 | [9 empty] | mittelspannungshalogen Lampe | Stunden pro year [h/a] |  | 0 | [8 empty] | Medium voltage halogen lamps | Hours per year [h/a] |  | 0 | [8 empty] | Medium voltage halogen lamps | Hours per year [h/a] |  | 0 | [8 empty] | Medium voltage halogen lamps | Hours per year [h/a] |  | 0
1589 | BA22_NR_Government_&_Public_Administration | b_li_rt_in_nr_ad | Incandescent lamps | Hours per year [h/a] |  |  |  |  | 0 | 0 | 0 | 0 | 0 | [5 empty] | 1 | 1 | 1 | 1 | 1 | 1 | Incandescent lamps | Hours per year [h/a] |  | 0 | [8 empty] | Incandescent lamps | Hours per year [h/a] |  | 0 | [9 empty] | Glühlampe | Stunden pro year [h/a] |  | 0 | [8 empty] | Incandescent lamps | Hours per year [h/a] |  | 0 | [8 empty] | Incandescent lamps | Hours per year [h/a] |  | 0 | [8 empty] | Incandescent lamps | Hours per year [h/a] |  | 0
1590 |  |  | Share of | [8 empty] | 0% | [12 empty] | Share of |  | 0% | 0% | 0% | 0% | 0% | [5 empty] | Share of |  | 0% | 0% | 0% | 0% |  | 0% | [5 empty] | Anteil of |  | 0% | 0% | 0% | 0% | 0% | [5 empty] | Share of |  | 0% | 0% | 0% | 0% | 0% | [5 empty] | Share of |  | 0% | 0% | 0% | 0% | 0% | [5 empty] | Share of |  | 0% | 0% | 0% | 0% | 0%
1591 | BA22_NR_Government_&_Public_Administration | b_li_sh_in_nr_ad | Incandescent lamps | Percent [0 to 100%] |  |  |  |  | 0% | 0% | 0% | 0% | 0% | [5 empty] | 1 | 1 | 1 | 1 | 1 | 1 | Incandescent lamps | Percent [0 to 100%] |  | 0% | [8 empty] | Incandescent lamps | Percent [0 to 100%] |  | 0% | [9 empty] | Glühlampe | Prozent [0 bis 100%] |  | 0% | [8 empty] | Incandescent lamps | Percent [0 to 100%] |  | 0% | [8 empty] | Incandescent lamps | Percent [0 to 100%] |  | 0% | [8 empty] | Incandescent lamps | Percent [0 to 100%] |  | 0%
1592 | BA22_NR_Government_&_Public_Administration | b_li_sh_cf_nr_ad | Compact fluorescent lamps | Percent [0 to 100%] |  |  |  |  | 0% | 0% | 0% | 0% | 0% | [5 empty] | 1 | 1 | 1 | 1 | 1 | 1 | Compact fluorescent lamps | Percent [0 to 100%] |  | 0% | [8 empty] | Compact fluorescent lamps | Percent [0 to 100%] |  | 0% | [9 empty] | KompaktLeuchtstofflampe | Prozent [0 bis 100%] |  | 0% | [8 empty] | Compact fluorescent lamps | Percent [0 to 100%] |  | 0% | [8 empty] | Compact fluorescent lamps | Percent [0 to 100%] |  | 0% | [8 empty] | Compact fluorescent lamps | Percent [0 to 100%] |  | 0%
1593 | BA22_NR_Government_&_Public_Administration | b_li_sh_fl_nr_ad | Fluorescent lamps | Percent [0 to 100%] |  |  |  |  | 0% | 0% | 0% | 0% | 0% | [5 empty] | 1 | 1 | 1 | 1 | 1 | 1 | Fluorescent lamps | Percent [0 to 100%] |  | 0% | [8 empty] | Fluorescent lamps | Percent [0 to 100%] |  | 0% | [9 empty] | Leuchtstofflampe | Prozent [0 bis 100%] |  | 0% | [8 empty] | Fluorescent lamps | Percent [0 to 100%] |  | 0% | [8 empty] | Fluorescent lamps | Percent [0 to 100%] |  | 0% | [8 empty] | Fluorescent lamps | Percent [0 to 100%] |  | 0%
1594 | BA22_NR_Government_&_Public_Administration | b_li_sh_haL_nr_ad | Low voltage halogen lamps | Percent [0 to 100%] |  |  |  |  | 0% | 0% | 0% | 0% | 0% | [5 empty] | 1 | 1 | 1 | 1 | 1 | 1 | Low voltage halogen lamps | Percent [0 to 100%] |  | 0% | [8 empty] | Low voltage halogen lamps | Percent [0 to 100%] |  | 0% | [9 empty] | Niederspannungshalogen Lampe | Prozent [0 bis 100%] |  | 0% | [8 empty] | Low voltage halogen lamps | Percent [0 to 100%] |  | 0% | [8 empty] | Low voltage halogen lamps | Percent [0 to 100%] |  | 0% | [8 empty] | Low voltage halogen lamps | Percent [0 to 100%] |  | 0%
1595 | BA22_NR_Government_&_Public_Administration | b_li_sh_haM_nr_ad | Medium voltage halogen lamps | Percent [0 to 100%] |  |  |  |  | 0% | 0% | 0% | 0% | 0% | [5 empty] | 1 | 1 | 1 | 1 | 1 | 1 | Medium voltage halogen lamps | Percent [0 to 100%] |  | 0% | [8 empty] | Medium voltage halogen lamps | Percent [0 to 100%] |  | 0% | [9 empty] | mittelspannungshalogen Lampe | Prozent [0 bis 100%] |  | 0% | [8 empty] | Medium voltage halogen lamps | Percent [0 to 100%] |  | 0% | [8 empty] | Medium voltage halogen lamps | Percent [0 to 100%] |  | 0% | [8 empty] | Medium voltage halogen lamps | Percent [0 to 100%] |  | 0%
1596 | [11 empty] | 0
1597 | Lever existing situation Please enter value of % of total stock with technology already applied to |  | Lever Existing Situation (please enter value of % of total stock) | [8 empty] | 0 | [12 empty] | Lever Existing Situation (please enter value of % of total stock) | [11 empty] | Lever Existing Situation (please enter value of % of total stock) | [12 empty] | Hebel bereits vorhanden (bitte %Wert angeben bezogen auf Gesamtgebäudebestand) | [11 empty] | Lever Existing Situation (please enter value of % of total stock) | [11 empty] | Lever Existing Situation (please enter value of % of total stock) | [11 empty] | Lever Existing Situation (please enter value of % of total stock)
1598 |  |  | Share of | [8 empty] | 0% | [12 empty] | Share of | [11 empty] | Share of | [12 empty] | Anteil of | [11 empty] | Share of | [11 empty] | Share of |  | 0% | 0% | 0% | 0% | 0% | [5 empty] | Share of
1599 | BA22_NR_Government_&_Public_Administration | b_wi_sh_nr_ad | buildings with wall insulation | Percent [0 to 100%] |  |  |  |  | 0% | 0% | 0% | 0% | 0% | [5 empty] | 1 | 1 | 1 | 1 | 1 | 1 | buildings with wall insulation | Percent [0 to 100%] |  | 0% | [8 empty] | buildings with wall insulation | Percent [0 to 100%] |  | 0% | [9 empty] | Gebäude mit Wandisolierung | Prozent [0 bis 100%] |  | 0% | [8 empty] | buildings with wall insulation | Percent [0 to 100%] |  | 0% | [8 empty] | buildings with wall insulation | Percent [0 to 100%] |  | 0% | [8 empty] | buildings with wall insulation | Percent [0 to 100%] |  | 0%
1600 | BA22_NR_Government_&_Public_Administration | b_gl_sh_nr_ad | buildings with high efficient glazing | Percent [0 to 100%] |  |  |  |  | 0% | 0% | 0% | 0% | 0% | [5 empty] | 1 | 1 | 1 | 1 | 1 | 1 | buildings with high efficient glazing | Percent [0 to 100%] |  | 0% | [8 empty] | buildings with high efficient glazing | Percent [0 to 100%] |  | 0% | [9 empty] | Gebäude mit effiziente Verglasung | Prozent [0 bis 100%] |  | 0% | [8 empty] | buildings with high efficient glazing | Percent [0 to 100%] |  | 0% | [8 empty] | buildings with high efficient glazing | Percent [0 to 100%] |  | 0% | [8 empty] | buildings with high efficient glazing | Percent [0 to 100%] |  | 0%
1601 | BA22_NR_Government_&_Public_Administration | b_li_sh_nr_ad | buildings with efficient lighting in baseline | Percent [0 to 100%] |  |  |  |  | 0% | 0% | 0% | 0% | 0% | [5 empty] | 1 | 1 | 1 | 1 | 1 | 1 | buildings with efficient lighting in baseline | Percent [0 to 100%] |  | 0% | [8 empty] | buildings with efficient lighting in baseline | Percent [0 to 100%] |  | 0% | [9 empty] | Gebäude mit effiziente Beleuchtung | Prozent [0 bis 100%] |  | 0% | [8 empty] | buildings with efficient lighting in baseline | Percent [0 to 100%] |  | 0% | [8 empty] | buildings with efficient lighting in baseline | Percent [0 to 100%] |  | 0% | [8 empty] | buildings with efficient lighting in baseline | Percent [0 to 100%] |  | 0%
1602 | BA22_NR_Government_&_Public_Administration | b_dol_sh_nr_ad | buildings with demand oriented lighting | Percent [0 to 100%] |  |  |  |  | 0% | 0% | 0% | 0% | 0% | [5 empty] | 1 | 1 | 1 | 1 | 1 | 1 | buildings with demand oriented lighting | Percent [0 to 100%] |  | 0% | [8 empty] | buildings with demand oriented lighting | Percent [0 to 100%] |  | 0% | [9 empty] | Gebäude mit bedarfsorientierte Beleuchtung | Prozent [0 bis 100%] |  | 0% | [8 empty] | buildings with demand oriented lighting | Percent [0 to 100%] |  | 0% | [8 empty] | buildings with demand oriented lighting | Percent [0 to 100%] |  | 0% | [8 empty] | buildings with demand oriented lighting | Percent [0 to 100%] |  | 0%
1603 | BA22_NR_Government_&_Public_Administration | b_bem_sh_nr_ad | buildings with Building Efficiency Monitoring | Percent [0 to 100%] |  |  |  |  | 0% | 0% | 0% | 0% | 0% | [5 empty] | 1 | 1 | 1 | 1 | 1 | 1 | buildings with Building Efficiency Monitoring | Percent [0 to 100%] |  | 0% | [8 empty] | buildings with Building Efficiency Monitoring | Percent [0 to 100%] |  | 0% | [9 empty] | Gebäude mit Gebäudeeffizienzüberwachung | Prozent [0 bis 100%] |  | 0% | [8 empty] | buildings with Building Efficiency Monitoring | Percent [0 to 100%] |  | 0% | [8 empty] | buildings with Building Efficiency Monitoring | Percent [0 to 100%] |  | 0% | [8 empty] | buildings with Building Efficiency Monitoring | Percent [0 to 100%] |  | 0%
1604 | BA22_NR_Government_&_Public_Administration | b_brm_sh_nr_ad | buildings with Building Remote Monitoring | Percent [0 to 100%] |  |  |  |  | 0% | 0% | 0% | 0% | 0% | [5 empty] | 1 | 1 | 1 | 1 | 1 | 1 | buildings with Building Remote Monitoring | Percent [0 to 100%] |  | 0% | [8 empty] | buildings with Building Remote Monitoring | Percent [0 to 100%] |  | 0% | [9 empty] | Gebäude mit Gebäudefernüberwachung | Prozent [0 bis 100%] |  | 0% | [8 empty] | buildings with Building Remote Monitoring | Percent [0 to 100%] |  | 0% | [8 empty] | buildings with Building Remote Monitoring | Percent [0 to 100%] |  | 0% | [8 empty] | buildings with Building Remote Monitoring | Percent [0 to 100%] |  | 0%
1605 | BA22_NR_Government_&_Public_Administration | b_bpo_sh_nr_ad | buildings with Building Performance Optimization | Percent [0 to 100%] |  |  |  |  | 0% | 0% | 0% | 0% | 0% | [5 empty] | 1 | 1 | 1 | 1 | 1 | 1 | buildings with Building Performance Optimization | Percent [0 to 100%] |  | 0% | [8 empty] | buildings with Building Performance Optimization | Percent [0 to 100%] |  | 0% | [9 empty] | Gebäude mit Gebäudeleistungsoptimierung | Prozent [0 bis 100%] |  | 0% | [8 empty] | buildings with Building Performance Optimization | Percent [0 to 100%] |  | 0% | [8 empty] | buildings with Building Performance Optimization | Percent [0 to 100%] |  | 0% | [8 empty] | buildings with Building Performance Optimization | Percent [0 to 100%] |  | 0%
1606 | BA22_NR_Government_&_Public_Administration | b_dcv_sh_nr_ad | buildings with Demand controlled ventilation | Percent [0 to 100%] |  |  |  |  | 0% | 0% | 0% | 0% | 0% | [5 empty] | 1 | 1 | 1 | 1 | 1 | 1 | buildings with Demand controlled ventilation | Percent [0 to 100%] |  | 0% | [8 empty] | buildings with Demand controlled ventilation | Percent [0 to 100%] |  | 0% | [9 empty] | Gebäude mit bedarfsgesteuerte Lüftung | Prozent [0 bis 100%] |  | 0% | [8 empty] | buildings with Demand controlled ventilation | Percent [0 to 100%] |  | 0% | [8 empty] | buildings with Demand controlled ventilation | Percent [0 to 100%] |  | 0% | [8 empty] | buildings with Demand controlled ventilation | Percent [0 to 100%] |  | 0%
1607 | BA22_NR_Government_&_Public_Administration | b_hcr_sh_nr_ad | buildings with Heat and Cold Recovery in ventilation | Percent [0 to 100%] |  |  |  |  | 0% | 0% | 0% | 0% | 0% | [5 empty] | 1 | 1 | 1 | 1 | 1 | 1 | buildings with Heat and Cold Recovery in ventilation | Percent [0 to 100%] |  | 0% | [8 empty] | buildings with Heat and Cold Recovery in ventilation | Percent [0 to 100%] |  | 0% | [9 empty] | Gebäude mit Wärme und Kälterückgewinnung in Lüftung | Prozent [0 bis 100%] |  | 0% | [8 empty] | buildings with Heat and Cold Recovery in ventilation | Percent [0 to 100%] |  | 0% | [8 empty] | buildings with Heat and Cold Recovery in ventilation | Percent [0 to 100%] |  | 0% | [8 empty] | buildings with Heat and Cold Recovery in ventilation | Percent [0 to 100%] |  | 0%
1608 | BA22_NR_Government_&_Public_Administration | b_em_sh_nr_ad | buildings with Efficient Motors | Percent [0 to 100%] |  |  |  |  | 0% | 0% | 0% | 0% | 0% | [5 empty] | 1 | 1 | 1 | 1 | 1 | 1 | buildings with Efficient Motors | Percent [0 to 100%] |  | 0% | [8 empty] | buildings with Efficient Motors | Percent [0 to 100%] |  | 0% | [9 empty] | Gebäude mit effizienten Motoren | Prozent [0 bis 100%] |  | 0% | [8 empty] | buildings with Efficient Motors | Percent [0 to 100%] |  | 0% | [8 empty] | buildings with Efficient Motors | Percent [0 to 100%] |  | 0% | [8 empty] | buildings with Efficient Motors | Percent [0 to 100%] |  | 0%
1609 | BA22_NR_Government_&_Public_Administration | b_bac_sh_nr_ad | buildings with Building Automation BACS Class C | Percent [0 to 100%] |  |  |  |  | 0% | 0% | 0% | 0% | 0% | [5 empty] | 1 | 1 | 1 | 1 | 1 | 1 | buildings with Building Automation BACS Class C | Percent [0 to 100%] |  | 0% | [8 empty] | buildings with Building Automation BACS Class C | Percent [0 to 100%] |  | 0% | [9 empty] | Gebäude mit Gebäudeautomatisierung Klasse C | Prozent [0 bis 100%] |  | 0% | [8 empty] | buildings with Building Automation BACS Class C | Percent [0 to 100%] |  | 0% | [8 empty] | buildings with Building Automation BACS Class C | Percent [0 to 100%] |  | 0% | [8 empty] | buildings with Building Automation BACS Class C | Percent [0 to 100%] |  | 0%
1610 | BA22_NR_Government_&_Public_Administration | b_bab_sh_nr_ad | buildings with Building Automation BACS Class B | Percent [0 to 100%] |  |  |  |  | 0% | 0% | 0% | 0% | 0% | [5 empty] | 1 | 1 | 1 | 1 | 1 | 1 | buildings with Building Automation BACS Class B | Percent [0 to 100%] |  | 0% | [8 empty] | buildings with Building Automation BACS Class B | Percent [0 to 100%] |  | 0% | [9 empty] | Gebäude mit Gebäudeautomatisierung Klasse B | Prozent [0 bis 100%] |  | 0% | [8 empty] | buildings with Building Automation BACS Class B | Percent [0 to 100%] |  | 0% | [8 empty] | buildings with Building Automation BACS Class B | Percent [0 to 100%] |  | 0% | [8 empty] | buildings with Building Automation BACS Class B | Percent [0 to 100%] |  | 0%
1611 | BA22_NR_Government_&_Public_Administration | b_baa_sh_nr_ad | buildings with Building Automation BACS Class A | Percent [0 to 100%] |  |  |  |  | 0% | 0% | 0% | 0% | 0% | [5 empty] | 1 | 1 | 1 | 1 | 1 | 1 | buildings with Building Automation BACS Class A | Percent [0 to 100%] |  | 0% | [8 empty] | buildings with Building Automation BACS Class A | Percent [0 to 100%] |  | 0% | [9 empty] | Gebäude mit Gebäudeautomatisierung Klasse A | Prozent [0 bis 100%] |  | 0% | [8 empty] | buildings with Building Automation BACS Class A | Percent [0 to 100%] |  | 0% | [8 empty] | buildings with Building Automation BACS Class A | Percent [0 to 100%] |  | 0% | [8 empty] | buildings with Building Automation BACS Class A | Percent [0 to 100%] |  | 0%
1612 | BA22_NR_Government_&_Public_Administration | b_rac_sh_nr_ad | buildings with Room Automation HVAC | Percent [0 to 100%] |  |  |  |  | 0% | 0% | 0% | 0% | 0% | [5 empty] | 1 | 1 | 1 | 1 | 1 | 1 | buildings with Room Automation HVAC | Percent [0 to 100%] |  | 0% | [8 empty] | buildings with Room Automation HVAC | Percent [0 to 100%] |  | 0% | [9 empty] | Gebäude mit Raumautomatisierung Heizung/Lüftung/Klima | Prozent [0 bis 100%] |  | 0% | [8 empty] | buildings with Room Automation HVAC | Percent [0 to 100%] |  | 0% | [8 empty] | buildings with Room Automation HVAC | Percent [0 to 100%] |  | 0% | [8 empty] | buildings with Room Automation HVAC | Percent [0 to 100%] |  | 0%
1613 | BA22_NR_Government_&_Public_Administration | b_rab_sh_nr_ad | buildings with Room Automation HVAC + lighting | Percent [0 to 100%] |  |  |  |  | 0% | 0% | 0% | 0% | 0% | [5 empty] | 1 | 1 | 1 | 1 | 1 | 1 | buildings with Room Automation HVAC + lighting | Percent [0 to 100%] |  | 0% | [8 empty] | buildings with Room Automation HVAC + lighting | Percent [0 to 100%] |  | 0% | [9 empty] | Gebäude mit Raumautomatisierung Heizung/Lüftung/Klima/Beleuchtung | Prozent [0 bis 100%] |  | 0% | [8 empty] | buildings with Room Automation HVAC + lighting | Percent [0 to 100%] |  | 0% | [8 empty] | buildings with Room Automation HVAC + lighting | Percent [0 to 100%] |  | 0% | [8 empty] | buildings with Room Automation HVAC + lighting | Percent [0 to 100%] |  | 0%
1614 | BA22_NR_Government_&_Public_Administration | b_raa_sh_nr_ad | buildings with Building Automation HVAC + lighting + blinds | Percent [0 to 100%] |  |  |  |  | 0% | 0% | 0% | 0% | 0% | [5 empty] | 1 | 1 | 1 | 1 | 1 | 1 | buildings with Building Automation HVAC + lighting + blinds | Percent [0 to 100%] |  | 0% | [8 empty] | buildings with Building Automation HVAC + lighting + blinds | Percent [0 to 100%] |  | 0% | [9 empty] | Gebäude mit Raumautomatisierung Heizung/Lüftung/Klima/Beleuchtung/Verschattung | Prozent [0 bis 100%] |  | 0% | [8 empty] | buildings with Building Automation HVAC + lighting + blinds | Percent [0 to 100%] |  | 0% | [8 empty] | buildings with Building Automation HVAC + lighting + blinds | Percent [0 to 100%] |  | 0% | [8 empty] | buildings with Building Automation HVAC + lighting + blinds | Percent [0 to 100%] |  | 0%
1615
1616
1617
1618
1619
1620
1621
1622
1623
1624
1625
1626
1627
1628
1629
1630
1631
1632
1633
1634
1635
1636
1637
1638
1639
1640
1641
1642
1643
1644
1645
1646
1647
1648
1649
1650
1651
1652
1653
1654
1655
1656
1657
1658
1659
1660
1661
1662
1663
1664
1665
1666
1667
1668
1669
1670
1671
1672
1673
1674
1675
1676
1677
1678
1679
1680
1681
1682
1683
1684
1685
1686
1687
1688
1689
1690
1691
1692
1693
1694
1695
1696
1697
1698
1699
1700
No transfer to summary below this line
Note on K21: Same as initial baseline data, if there is no forcast of today available in the source.
Note on AE21: Same as initial baseline data, if there is no forcast of today available in the source.
Note on BS21: Same as initial baseline data, if there is no forcast of today available in the source.
Note on CF21: Same as initial baseline data, if there is no forcast of today available in the source.
Note on CS21: Same as initial baseline data, if there is no forcast of today available in the source.

## 6.3_Input Warehouse
1701 | Project | Project: | Master | [15 empty] | Conversion factors | [5 empty] | US Template | [11 empty] | International English Template | [12 empty] | German Template | [11 empty] | Chinese Template | [11 empty] | Spanish Template | [11 empty] | French Template
1702 |  | City Data: | CYPT | [21 empty] | CYPT | [11 empty] | CYPT | [12 empty] | CYPT | [11 empty] | CYPT | [11 empty] | CYPT | [11 empty] | CYPT
1703 | Legend: |  | Helsinki | [21 empty] | <Input for city name> | [11 empty] | Helsinki | [12 empty] | Helsinki | [11 empty] | Helsinki | [11 empty] | Helsinki | [11 empty] | Helsinki
1704
1705 |  |  | Overview current sheet | [21 empty] | Overview current sheet | [11 empty] | Overview current sheet | [12 empty] | Überblick der Seite | [11 empty] | Overview current sheet | [11 empty] | Overview current sheet | [11 empty] | Overview current sheet
1706 |  |  | shall be reported | [21 empty] | shall be reported | [11 empty] | shall be reported | [12 empty] | Eingabe erfürderlich | [11 empty] | shall be reported | [11 empty] | shall be reported | [11 empty] | shall be reported
1707 |  |  | Alternative if necessary value not available, orange becomes necessary | [21 empty] | Alternative if necessary value not available, orange becomes necessary | [11 empty] | Alternative if necessary value not available, orange becomes necessary | [12 empty] | Alternative Eingabemöglichkeit für vorangegangene Parameter | [11 empty] | Alternative if necessary value not available, orange becomes necessary | [11 empty] | Alternative if necessary value not available, orange becomes necessary | [11 empty] | Alternative if necessary value not available, orange becomes necessary
1708 |  |  | if available, business as usual (according to ongoing activities and action plans in place): if no data forecasts available we take the baseline data for the following years as well | [21 empty] | if available, business as usual (according to ongoing activities and action plans in place): if no data forecasts available we take the baseline data for the following years as well | [11 empty] | if available, business as usual (according to ongoing activities and action plans in place): if no data forecasts available we take the baseline data for the following years as well | [12 empty] | falls verfügbar aus vorhandener Planung, falls keine Daten vorhanden sind, werden die Daten aus dem Basisjahr genommen und ggf. entsprechend des Bedarfs skaliert | [11 empty] | if available, business as usual (according to ongoing activities and action plans in place): if no data forecasts available we take the baseline data for the following years as well | [11 empty] | if available, business as usual (according to ongoing activities and action plans in place): if no data forecasts available we take the baseline data for the following years as well | [11 empty] | if available, business as usual (according to ongoing activities and action plans in place): if no data forecasts available we take the baseline data for the following years as well
1709 |  |  | Automatically interpolated to year today. Can be overwritten (in this case use red letters) | [21 empty] | Automatically interpolated to year today. Can be overwritten (in this case use red letters) | [11 empty] | Automatically interpolated to year today. Can be overwritten (in this case use red letters) | [12 empty] | Automatische Interpolation des aktuellen Jahre, basierend aus Basisjahr und fürtschreibung 2020. Kann überschrieben werden, falls daten vorhanden sind (in diesem Fall Schrift rot verwenden) | [11 empty] | Automatically interpolated to year today. Can be overwritten (in this case use red letters) | [11 empty] | Automatically interpolated to year today. Can be overwritten (in this case use red letters) | [11 empty] | Automatically interpolated to year today. Can be overwritten (in this case use red letters)
1710 |  |  | nice to have Helsinki specific factor otherwise we adapt standard data or other studies | [21 empty] | nice to have <Input for city name> specific factor otherwise we adapt standard data or other studies | [11 empty] | nice to have Helsinki specific factor otherwise we adapt standard data or other studies | [12 empty] | Daten spezifisch für Helsinki wären gut, ansonsten werden Standarddaten, oder andere Studien herangezogen | [11 empty] | nice to have Helsinki specific factor otherwise we adapt standard data or other studies | [11 empty] | nice to have Helsinki specific factor otherwise we adapt standard data or other studies | [11 empty] | nice to have Helsinki specific factor otherwise we adapt standard data or other studies
1711 |  |  | First data delivery | Date | [20 empty] | First data delivery | Date | [10 empty] | First data delivery | Date | [11 empty] | 1. Datenerhebung | Date | [10 empty] | First data delivery | Date | [10 empty] | First data delivery | Date | [10 empty] | First data delivery | Date
1712 |  |  | First update | Date | [20 empty] | First update | Date | [10 empty] | First update | Date | [11 empty] | 1. Datenaktualisierung | Date | [10 empty] | First update | Date | [10 empty] | First update | Date | [10 empty] | First update | Date
1713 |  |  | Second update | Date | [20 empty] | Second update | Date | [10 empty] | Second update | Date | [11 empty] | 2. Datenaktualisierung | Date | [10 empty] | Second update | Date | [10 empty] | Second update | Date | [10 empty] | Second update | Date
1714 |  |  | Third update | Date | [20 empty] | Third update | Date | [10 empty] | Third update | Date | [11 empty] | 3. Datenaktualisierung | Date | [10 empty] | Third update | Date | [10 empty] | Third update | Date | [10 empty] | Third update | Date
1715 | Data Overview: |  | Fourth update | Date | [20 empty] | Fourth update | Date | [10 empty] | Fourth update | Date | [11 empty] | 4. Datenaktualisierung | Date | [10 empty] | Fourth update | Date | [10 empty] | Fourth update | Date | [10 empty] | Fourth update | Date
1716 |  | Energy demand (electricity and heat) | Data Overview: | [21 empty] | Data Overview: | [11 empty] | Data Overview: | [12 empty] | Datenüberblick | [11 empty] | Data Overview: | [11 empty] | Data Overview: | [11 empty] | Data Overview:
1717 |  | Thermal losses | Energy demand (electricity and heat) | [21 empty] | Energy demand (electricity and heat) | [11 empty] | Energy demand (electricity and heat) | [12 empty] | Energiebedarf | [11 empty] | Energy demand (electricity and heat) | [11 empty] | Energy demand (electricity and heat) | [11 empty] | Energy demand (electricity and heat)
1718 |  | Annual efficiency improvements BAU | Thermal losses | [21 empty] | Thermal losses | [11 empty] | Thermal losses | [12 empty] | Thermische Verluste | [11 empty] | Thermal losses | [11 empty] | Thermal losses | [11 empty] | Thermal losses
1719 | Lever Overview |  | Annual efficiency improvements BAU | [21 empty] | Annual efficiency improvements BAU | [11 empty] | Annual efficiency improvements BAU | [12 empty] | Jährliche Effizienzverbesserung | [11 empty] | Annual efficiency improvements BAU | [11 empty] | Annual efficiency improvements BAU | [11 empty] | Annual efficiency improvements BAU
1720 | Parameter sets | Parameter | [6 empty] | Data | Forecast Data |  |  |  | Data Specifications: please specify source of data and additional information regarding data quality | [12 empty] | Data | Forecast Data |  |  |  | Data Specifications: please specify source of data and additional information regarding data quality | [6 empty] | Data | Forecast Data |  |  |  |  | Data Specifications: please specify source of data and additional information regarding data quality | [6 empty] | Daten | Forecast Data |  |  |  | Daten Spezifikation: Quellen durchnummieren, links und Angaben zur Daten Qualität etc. | [6 empty] | Data | Forecast Data |  |  |  | Data Specifications: please specify source of data and additional information regarding data quality | [6 empty] | Data | Forecast Data |  |  |  | Data Specifications: please specify source of data and additional information regarding data quality | [6 empty] | Data | Forecast Data |  |  |  | Data Specifications: please specify source of data and additional information regarding data quality
1721 |  |  | Parameter unit of measure and description | unit of measure | left empty intentionally | left empty intentionally | left empty intentionally | left empty intentionally | Baseline | Today | 2020 | 2025 | 2050 | Reference/Source | Year of baseline data | Type of baseline data | Quality of data | Comments & limitations | conversion | conversion factor (International English to Master) | conversion factor (German to Master) | conversion factor (Chinese to Master) | conversion factor (Spanish to Master) | conversion factor (French to Master) | Parameter unit of measure and description | unit of measure | Baseline | Today | 2020 | 2025 | 2050 | Reference/Source | Year of baseline data | Type of baseline data | Quality of data | Comments & limitations | Parameter unit of measure and description | unit of measure | Baseline | Today | 2020 | 2025 | 2030 | 2050 | Reference/Source | Year of baseline data | Type of baseline data | Quality of data | Comments & limitations | Parameter | Einheit | Datenbasis | Heute | 2020 | 2025 | 2050 | Quelle | Jahr aus dem die Basisdaten sind | Art der Basisdaten | Qualität | Kommentare oder Einschränkungen z.B. Gültigkeit der Daten | Parameter unit of measure and description | unit of measure | Baseline | Today | 2020 | 2025 | 2050 | Reference/Source | Year of baseline data | Type of baseline data | Quality of data | Comments & limitations | Parameter unit of measure and description | unit of measure | Baseline | Today | 2020 | 2025 | 2050 | Reference/Source | Year of baseline data | Type of baseline data | Quality of data | Comments & limitations | Parameter unit of measure and description | unit of measure | Baseline | Today | 2020 | 2025 | 2050 | Reference/Source | Year of baseline data | Type of baseline data | Quality of data | Comments & limitations
1722 | [15 empty] | Average, City | Statistics | [16 empty] | Average, City | Statistics | [11 empty] | Average, City | Statistics | [10 empty] | Stadtmittelwert | Statistik | [10 empty] | Average, City | Statistics | [10 empty] | Average, City | Statistics | [10 empty] | Average, City | Statistics
1723 | [15 empty] | Example, city | Extrapolated | [16 empty] | Example, city | Extrapolated | [11 empty] | Example, city | Extrapolated | [10 empty] | Beispielfall, Stadt | Extrapoliert | [10 empty] | Example, city | Extrapolated | [10 empty] | Example, city | Extrapolated | [10 empty] | Example, city | Extrapolated
1724 | [15 empty] | Average, city close by | Calculated from statistics | [16 empty] | Average, city close by | Calculated from statistics | [11 empty] | Average, city close by | Calculated from statistics | [10 empty] | Mittelwert, Stadt in Region | Berechnet aus statistischen Werten | [10 empty] | Average, city close by | Calculated from statistics | [10 empty] | Average, city close by | Calculated from statistics | [10 empty] | Average, city close by | Calculated from statistics
1725 | [15 empty] | Examle, city close by | Calculated from stat. inc. assumptions | [16 empty] | Examle, city close by | Calculated from stat. inc. assumptions | [11 empty] | Examle, city close by | Calculated from stat. inc. assumptions | [10 empty] | Beispielfall, Stadt in Region | Berechnet aus stat. Werten unter Annahmen | [10 empty] | Examle, city close by | Calculated from stat. inc. assumptions | [10 empty] | Examle, city close by | Calculated from stat. inc. assumptions | [10 empty] | Examle, city close by | Calculated from stat. inc. assumptions
1726 | [15 empty] | Average, national | [17 empty] | Average, national | [12 empty] | Average, national | [11 empty] | Durchschnitt, national | [11 empty] | Average, national | [11 empty] | Average, national | [11 empty] | Average, national
1727 | [15 empty] | Example, country | [17 empty] | Example, country | [12 empty] | Example, country | [11 empty] | Beispiel, national | [11 empty] | Example, country | [11 empty] | Example, country | [11 empty] | Example, country
1728
1729
1730 | Electricity demand and efficiency increase |  | Electricity demand and efficiency increase | [21 empty] | Electricity demand and efficiency increase | [11 empty] | Electricity demand and efficiency increase | [12 empty] | Elektrizitätsbedarf und Effizienzsteigerung | [11 empty] | Electricity demand and efficiency increase | [11 empty] | Electricity demand and efficiency increase | [11 empty] | Electricity demand and efficiency increase
1731 | BA23_NR_Warehouses_&_Shopping_Malls | b_de_el_bl_nr_ws | Total electricity demand in baseline | Kilowatt hours per square square meter [kWh/m²*a] |  |  |  |  | 111.65 | 111.65 | 0 | 0 | 0 | City-owned buildings. Average of City of Helsinki Public Works Department, Kaupungin omistamien rakennusten energiankulutustiedot (2014) | 2014 | Example, city | Calculated from statistics | Includes spaces that are heated. Calculated by total area. | 3.1546 | 1 | 1 | 1 | 1 | 1 | Total electricity demand in baseline | Energy Use Intensity (EUI) or thousand BTU per square foot per year [kBtu/ft2 per yr] |  | 0 | [8 empty] | Total electricity demand in baseline | Kilowatt hours per square square meter [kWh/m²*a] | 111.65 | 111.65 |  |  |  |  | City-owned buildings. Average of City of Helsinki Public Works Department, Kaupungin omistamien rakennusten energiankulutustiedot (2014) | 2014 | Example, city | Calculated from statistics | Includes spaces that are heated. Calculated by total area. | Gesamt Elektrizitäts bedarf | Kilowatt stunden pro Quadratmeter pro Jahr (kWh/m2*a) |  | 0 | [8 empty] | Total electricity demand in baseline | Kilowatt hours per square square meter [kWh/m²*a] |  | 0 | [8 empty] | Total electricity demand in baseline | Kilowatt hours per square square meter [kWh/m²*a] |  | 0 | [8 empty] | Total electricity demand in baseline | Kilowatt hours per square square meter [kWh/m²*a] |  | 0
1732 |  |  | Share of electricity demand in baseline for | [21 empty] | Share of electricity demand in baseline for |  | 0% | 0% | 0% | 0% | 0% | [5 empty] | Share of electricity demand in baseline for |  | 100% | 100% | 0% | 0% |  | 0% | [5 empty] | Anteil Elektrizitäts bedarf für |  | 0% | 0% | 0% | 0% | 0% | [5 empty] | Share of electricity demand in baseline for |  | 0% | 0% | 0% | 0% | 0% | [5 empty] | Share of electricity demand in baseline for |  | 0% | 0% | 0% | 0% | 0% | [5 empty] | Share of electricity demand in baseline for |  | 0% | 0% | 0% | 0% | 0%
1733 | BA23_NR_Warehouses_&_Shopping_Malls | b_de_el_li_bl_sh_nr_ws | Lighting | Percent [0 to 100%] |  |  |  |  | 30% | 30% | 0% | 0% | 0% | Ministry of the Environment, D5 Suomen rakentamismääräyskokoelma, Rakennuksen energiankulutuksen ja lämmitystehontarpeen laskenta (2012) | 2007 | Example, city | Calculated from stat. inc. assumptions | According to Eneron the values in the regulations correspond well enough to older buildings as well. | 1 | 1 | 1 | 1 | 1 | 1 | Lighting | Percent [0 to 100%] |  | 0% | [8 empty] | Lighting | Percent [0 to 100%] | 30% | 30% |  |  |  |  | Ministry of the Environment, D5 Suomen rakentamismääräyskokoelma, Rakennuksen energiankulutuksen ja lämmitystehontarpeen laskenta (2012) | 2007 | Example, city | Calculated from stat. inc. assumptions | According to Eneron the values in the regulations correspond well enough to older buildings as well. | Beleuchtung | Prozent [0 bis 100%] |  | 0% | [8 empty] | Lighting | Percent [0 to 100%] |  | 0% | [8 empty] | Lighting | Percent [0 to 100%] |  | 0% | [8 empty] | Lighting | Percent [0 to 100%] |  | 0%
1734 | BA23_NR_Warehouses_&_Shopping_Malls | b_de_el_ap_bl_sh_nr_ws | Appliances | Percent [0 to 100%] |  |  |  |  | 0% | 0% | 0% | 0% | 0% | Ministry of the Environment, D5 Suomen rakentamismääräyskokoelma, Rakennuksen energiankulutuksen ja lämmitystehontarpeen laskenta (2012) | 2007 | Example, city | Calculated from stat. inc. assumptions | According to Eneron the values in the regulations correspond well enough to older buildings as well. | 1 | 1 | 1 | 1 | 1 | 1 | Appliances | Percent [0 to 100%] |  | 0% | [8 empty] | Appliances | Percent [0 to 100%] |  | 0% |  |  |  |  | Ministry of the Environment, D5 Suomen rakentamismääräyskokoelma, Rakennuksen energiankulutuksen ja lämmitystehontarpeen laskenta (2012) | 2007 | Example, city | Calculated from stat. inc. assumptions | According to Eneron the values in the regulations correspond well enough to older buildings as well. | Geräte/Techniks | Prozent [0 bis 100%] |  | 0% | [8 empty] | Appliances | Percent [0 to 100%] |  | 0% | [8 empty] | Appliances | Percent [0 to 100%] |  | 0% | [8 empty] | Appliances | Percent [0 to 100%] |  | 0%
1735 | BA23_NR_Warehouses_&_Shopping_Malls | b_de_el_ve_bl_sh_nr_ws | Ventilation | Percent [0 to 100%] |  |  |  |  | 11% | 11% | 0% | 0% | 0% | Ministry of the Environment, D5 Suomen rakentamismääräyskokoelma, Rakennuksen energiankulutuksen ja lämmitystehontarpeen laskenta (2012) | 2007 | Example, city | Calculated from stat. inc. assumptions | According to Eneron the values in the regulations correspond well enough to older buildings as well. | 1 | 1 | 1 | 1 | 1 | 1 | Ventilation | Percent [0 to 100%] |  | 0% | [8 empty] | Ventilation | Percent [0 to 100%] | 11% | 11% |  |  |  |  | Ministry of the Environment, D5 Suomen rakentamismääräyskokoelma, Rakennuksen energiankulutuksen ja lämmitystehontarpeen laskenta (2012) | 2007 | Example, city | Calculated from stat. inc. assumptions | According to Eneron the values in the regulations correspond well enough to older buildings as well. | Lüftung | Prozent [0 bis 100%] |  | 0% | [8 empty] | Ventilation | Percent [0 to 100%] |  | 0% | [8 empty] | Ventilation | Percent [0 to 100%] |  | 0% | [8 empty] | Ventilation | Percent [0 to 100%] |  | 0%
1736 | BA23_NR_Warehouses_&_Shopping_Malls | b_de_el_ot_bl_sh_nr_ws | Other | Percent [0 to 100%] |  |  |  |  | 59% | 59% | 0% | 0% | 0% | Ministry of the Environment, D5 Suomen rakentamismääräyskokoelma, Rakennuksen energiankulutuksen ja lämmitystehontarpeen laskenta (2012) | 2007 | Example, city | Calculated from stat. inc. assumptions | According to Eneron the values in the regulations correspond well enough to older buildings as well. | 1 | 1 | 1 | 1 | 1 | 1 | Other | Percent [0 to 100%] |  | 0% | [8 empty] | Other | Percent [0 to 100%] | 59% | 59% |  |  |  |  | Ministry of the Environment, D5 Suomen rakentamismääräyskokoelma, Rakennuksen energiankulutuksen ja lämmitystehontarpeen laskenta (2012) | 2007 | Example, city | Calculated from stat. inc. assumptions | According to Eneron the values in the regulations correspond well enough to older buildings as well. | "Andere" | Prozent [0 bis 100%] |  | 0% | [8 empty] | Other | Percent [0 to 100%] |  | 0% | [8 empty] | Other | Percent [0 to 100%] |  | 0% | [8 empty] | Other | Percent [0 to 100%] |  | 0%
1737 |  |  | BAU annual efficiency increase decreasing electricity demand for | [21 empty] | BAU annual efficiency increase decreasing electricity demand for | [11 empty] | BAU annual efficiency increase decreasing electricity demand for | [12 empty] | Jährliche Effizienzverbesserung /verschlechtungen [-100 to 100%], des Elektrizitätsbedarf für | [11 empty] | BAU annual efficiency increase decreasing electricity demand for | [11 empty] | BAU annual efficiency increase decreasing electricity demand for | [11 empty] | BAU annual efficiency increase decreasing electricity demand for
1738 | BA10_Residentials | b_li_ei_nr_ws | Lighting /Lamp stock | Percent [-100 to 100%] | 3 | Excel |  |  | 0% | 0% | 0% | 0% | 0% | [5 empty] | 1 | 1 | 1 | 1 | 1 | 1 | Lighting /Lamp stock | Percent [-100 to 100%] |  | 0% | [8 empty] | Lighting /Lamp stock | Percent [-100 to 100%] |  | 0% | [9 empty] | Beleuchtung | Prozent [-100 bis 100%] |  | 0% | [8 empty] | Lighting /Lamp stock | Percent [-100 to 100%] |  | 0% | [8 empty] | Lighting /Lamp stock | Percent [-100 to 100%] |  | 0% | [8 empty] | Lighting /Lamp stock | Percent [-100 to 100%] |  | 0%
1739 | BA23_NR_Warehouses_&_Shopping_Malls | b_de_el_ap_ei_nr_ws | Appliances | Percent [-100 to 100%] |  |  |  |  | 0% | 0% | 0% | 0% | 0% | [5 empty] | 1 | 1 | 1 | 1 | 1 | 1 | Appliances | Percent [-100 to 100%] |  | 0% | [8 empty] | Appliances | Percent [-100 to 100%] |  | 0% | [9 empty] | Geräte/Technik | Prozent [-100 bis 100%] |  | 0% | [8 empty] | Appliances | Percent [-100 to 100%] |  | 0% | [8 empty] | Appliances | Percent [-100 to 100%] |  | 0% | [8 empty] | Appliances | Percent [-100 to 100%] |  | 0%
1740 | BA23_NR_Warehouses_&_Shopping_Malls | b_de_el_ve_ei_nr_ws | Ventilation | Percent [-100 to 100%] |  |  |  |  | 0% | 0% | 0% | 0% | 0% | [5 empty] | 1 | 1 | 1 | 1 | 1 | 1 | Ventilation | Percent [-100 to 100%] |  | 0% | [8 empty] | Ventilation | Percent [-100 to 100%] |  | 0% | [9 empty] | Lüftung | Prozent [-100 bis 100%] |  | 0% | [8 empty] | Ventilation | Percent [-100 to 100%] |  | 0% | [8 empty] | Ventilation | Percent [-100 to 100%] |  | 0% | [8 empty] | Ventilation | Percent [-100 to 100%] |  | 0%
1741 | BA23_NR_Warehouses_&_Shopping_Malls | b_de_el_ot_ei_nr_ws | Other | Percent [-100 to 100%] |  |  |  |  | 0% | 0% | 0% | 0% | 0% | [5 empty] | 1 | 1 | 1 | 1 | 1 | 1 | Other | Percent [-100 to 100%] |  | 0% | [8 empty] | Other | Percent [-100 to 100%] |  | 0% | [9 empty] | Andere | Prozent [-100 bis 100%] |  | 0% | [8 empty] | Other | Percent [-100 to 100%] |  | 0% | [8 empty] | Other | Percent [-100 to 100%] |  | 0% | [8 empty] | Other | Percent [-100 to 100%] |  | 0%
1742
1743 | Cooling demand and efficiency increase |  | Cooling demand and efficiency increase | [21 empty] | Cooling demand and efficiency increase | [11 empty] | Cooling demand and efficiency increase | [12 empty] | Kältebedarf und Effizienzsteigerung | [11 empty] | Cooling demand and efficiency increase | [11 empty] | Cooling demand and efficiency increase | [11 empty] | Cooling demand and efficiency increase
1744 | BA23_NR_Warehouses_&_Shopping_Malls | b_de_co_bl_nr_ws | Total cooling demand in baseline | Kilowatt hours per square square meter [kWh/m²*a] |  |  |  |  | 5.61 | 5.61 | 7.778 | 7.778 | 7.778 | Helsingin 30 % päästövähennysselvitys http://www.hel.fi/static/ymk/julkaisut/julkaisu-07-14.pdf | 2015 | Average, City | Calculated from statistics | city's district cooling demand allocated to all non residential buildings equally, according to their m2 | 3.1546 | 1 | 1 | 1 | 1 | 1 | Total cooling demand in baseline | Energy Use Intensity (EUI) or thousand BTU per square foot per year [kBtu/ft2 per yr] |  | 0 | [8 empty] | Total cooling demand in baseline | Kilowatt hours per square square meter [kWh/m²*a] | 5.61 | 5.61 | 7.778 | 7.778 | 7.778 | 7.778 | Helsingin 30 % päästövähennysselvitys http://www.hel.fi/static/ymk/julkaisut/julkaisu-07-14.pdf | 2015 | Average, City | Calculated from statistics | city's district cooling demand allocated to all non residential buildings equally, according to their m2 | Gesamt Kältebedarf | Kilowatt stunden pro Quadratmeter pro Jahr (kWh/m2*a) |  | 0 | [8 empty] | Total cooling demand in baseline | Kilowatt hours per square square meter [kWh/m²*a] |  | 0 | [8 empty] | Total cooling demand in baseline | Kilowatt hours per square square meter [kWh/m²*a] |  | 0 | [8 empty] | Total cooling demand in baseline | Kilowatt hours per square square meter [kWh/m²*a] |  | 0
1745 |  |  | Share of cooling demand in baseline due to | [21 empty] | Share of cooling demand in baseline due to |  | 0% | 0% | 0% | 0% | 0% | [5 empty] | Share of cooling demand in baseline due to |  | 0% | 0% | 0% | 0% |  | 0% | [5 empty] | Anteil Kältebedarf für |  | 0% | 0% | 0% | 0% | 0% | [5 empty] | Share of cooling demand in baseline due to |  | 0% | 0% | 0% | 0% | 0% | [5 empty] | Share of cooling demand in baseline due to |  | 0% | 0% | 0% | 0% | 0% | [5 empty] | Share of cooling demand in baseline due to |  | 0% | 0% | 0% | 0% | 0%
1746 | BA23_NR_Warehouses_&_Shopping_Malls | b_de_co_le_bl_sh_nr_ws | Infiltration | Percent [0 to 100%] |  |  |  |  | 0% | 0% | 0% | 0% | 0% | [5 empty] | 1 | 1 | 1 | 1 | 1 | 1 | Infiltration | Percent [0 to 100%] |  | 0% | [8 empty] | Infiltration | Percent [0 to 100%] |  | 0% | [9 empty] | Infiltration | Prozent [0 bis 100%] |  | 0% | [8 empty] | Infiltration | Percent [0 to 100%] |  | 0% | [8 empty] | Infiltration | Percent [0 to 100%] |  | 0% | [8 empty] | Infiltration | Percent [0 to 100%] |  | 0%
1747 | BA23_NR_Warehouses_&_Shopping_Malls | b_de_co_ve_bl_sh_nr_ws | Ventilation | Percent [0 to 100%] |  |  |  |  | 0% | 0% | 0% | 0% | 0% | [5 empty] | 1 | 1 | 1 | 1 | 1 | 1 | Ventilation | Percent [0 to 100%] |  | 0% | [8 empty] | Ventilation | Percent [0 to 100%] |  | 0% | [9 empty] | Lüftung | Prozent [0 bis 100%] |  | 0% | [8 empty] | Ventilation | Percent [0 to 100%] |  | 0% | [8 empty] | Ventilation | Percent [0 to 100%] |  | 0% | [8 empty] | Ventilation | Percent [0 to 100%] |  | 0%
1748 | BA23_NR_Warehouses_&_Shopping_Malls | b_de_co_wa_bl_sh_nr_ws | Losses through walls through transmission | Percent [0 to 100%] |  |  |  |  | 0% | 0% | 0% | 0% | 0% | [5 empty] | 1 | 1 | 1 | 1 | 1 | 1 | Losses through walls through transmission | Percent [0 to 100%] |  | 0% | [8 empty] | Losses through walls through transmission | Percent [0 to 100%] |  | 0% | [9 empty] | Verluste durch Wanddurchgang (transmission) | Prozent [0 bis 100%] |  | 0% | [8 empty] | Losses through walls through transmission | Percent [0 to 100%] |  | 0% | [8 empty] | Losses through walls through transmission | Percent [0 to 100%] |  | 0% | [8 empty] | Losses through walls through transmission | Percent [0 to 100%] |  | 0%
1749 | BA23_NR_Warehouses_&_Shopping_Malls | b_de_co_wi_sr_bl_sh_nr_ws | Heat input by solar radiation through windows | Percent [0 to 100%] |  |  |  |  | 0% | 0% | 0% | 0% | 0% | [5 empty] | 1 | 1 | 1 | 1 | 1 | 1 | Heat input by solar radiation through windows | Percent [0 to 100%] |  | 0% | [8 empty] | Heat input by solar radiation through windows | Percent [0 to 100%] |  | 0% | [9 empty] | Wärmeeintrag durch Fenster (solar radiation) | Prozent [0 bis 100%] |  | 0% | [8 empty] | Heat input by solar radiation through windows | Percent [0 to 100%] |  | 0% | [8 empty] | Heat input by solar radiation through windows | Percent [0 to 100%] |  | 0% | [8 empty] | Heat input by solar radiation through windows | Percent [0 to 100%] |  | 0%
1750 | BA23_NR_Warehouses_&_Shopping_Malls | b_de_co_wi_tr_bl_sh_nr_ws | Losses through windows through transmission | Percent [0 to 100%] |  |  |  |  | 0% | 0% | 0% | 0% | 0% | [5 empty] | 1 | 1 | 1 | 1 | 1 | 1 | Losses through windows through transmission | Percent [0 to 100%] |  | 0% | [8 empty] | Losses through windows through transmission | Percent [0 to 100%] |  | 0% | [9 empty] | Verluste durch Fensterdurchgang (transmission) | Prozent [0 bis 100%] |  | 0% | [8 empty] | Losses through windows through transmission | Percent [0 to 100%] |  | 0% | [8 empty] | Losses through windows through transmission | Percent [0 to 100%] |  | 0% | [8 empty] | Losses through windows through transmission | Percent [0 to 100%] |  | 0%
1751 | BA23_NR_Warehouses_&_Shopping_Malls | b_de_co_ot_bl_sh_nr_ws | Other effects (e.g. people, electrical Appliances) | Percent [0 to 100%] |  |  |  |  | 0% | 0% | 0% | 0% | 0% | [5 empty] | 1 | 1 | 1 | 1 | 1 | 1 | Other effects (e.g. people, electrical Appliances) | Percent [0 to 100%] |  | 0% | [8 empty] | Other effects (e.g. people, electrical Appliances) | Percent [0 to 100%] |  | 0% | [9 empty] | Andere Effekts (e.g. Personen, Geräte/Technik) | Prozent [0 bis 100%] |  | 0% | [8 empty] | Other effects (e.g. people, electrical Appliances) | Percent [0 to 100%] |  | 0% | [8 empty] | Other effects (e.g. people, electrical Appliances) | Percent [0 to 100%] |  | 0% | [8 empty] | Other effects (e.g. people, electrical Appliances) | Percent [0 to 100%] |  | 0%
1752 |  |  | BAU annual efficiency increase, decreasing cooling demand due to losses through | [21 empty] | BAU annual efficiency increase, decreasing cooling demand due to losses through | [11 empty] | BAU annual efficiency increase, decreasing cooling demand due to losses through | [12 empty] | Jährliche Effizienzverbesserung/verschlechterung [-100 to 100%], des Kältebedarfs durch | [11 empty] | BAU annual efficiency increase, decreasing cooling demand due to losses through | [11 empty] | BAU annual efficiency increase, decreasing cooling demand due to losses through | [11 empty] | BAU annual efficiency increase, decreasing cooling demand due to losses through
1753 | BA23_NR_Warehouses_&_Shopping_Malls | b_de_co_le_ei_nr_ws | Infiltration | Percent [-100 to 100%] |  |  |  |  | 0% | 0% | 0% | 0% | 0% | [5 empty] | 1 | 1 | 1 | 1 | 1 | 1 | Infiltration | Percent [-100 to 100%] |  | 0% | [8 empty] | Infiltration | Percent [-100 to 100%] |  | 0% | [9 empty] | Verluste durch Infiltration | Prozent [-100 bis 100%] |  | 0% | [8 empty] | Infiltration | Percent [-100 to 100%] |  | 0% | [8 empty] | Infiltration | Percent [-100 to 100%] |  | 0% | [8 empty] | Infiltration | Percent [-100 to 100%] |  | 0%
1754 | BA23_NR_Warehouses_&_Shopping_Malls | b_de_co_ve_ei_nr_ws | Ventilation | Percent [-100 to 100%] |  |  |  |  | 0% | 0% | 0% | 0% | 0% | [5 empty] | 1 | 1 | 1 | 1 | 1 | 1 | Ventilation | Percent [-100 to 100%] |  | 0% | [8 empty] | Ventilation | Percent [-100 to 100%] |  | 0% | [9 empty] | Verluste durch Lüftung | Prozent [-100 bis 100%] |  | 0% | [8 empty] | Ventilation | Percent [-100 to 100%] |  | 0% | [8 empty] | Ventilation | Percent [-100 to 100%] |  | 0% | [8 empty] | Ventilation | Percent [-100 to 100%] |  | 0%
1755 | BA23_NR_Warehouses_&_Shopping_Malls | b_de_co_ot_ei_nr_ws | Other (e.g. electric appliances, people) | Percent [-100 to 100%] |  |  |  |  | 0% | 0% | 0% | 0% | 0% | [5 empty] | 1 | 1 | 1 | 1 | 1 | 1 | Other (e.g. electric appliances, people) | Percent [-100 to 100%] |  | 0% | [8 empty] | Other (e.g. electric appliances, people) | Percent [-100 to 100%] |  | 0% | [9 empty] | Andere Effekts (e.g. Personen, Geräte/Technik) | Prozent [-100 bis 100%] |  | 0% | [8 empty] | Other (e.g. electric appliances, people) | Percent [-100 to 100%] |  | 0% | [8 empty] | Other (e.g. electric appliances, people) | Percent [-100 to 100%] |  | 0% | [8 empty] | Other (e.g. electric appliances, people) | Percent [-100 to 100%] |  | 0%
1756
1757 | Heat demand including warm water and efficiency increase |  | Heat demand including warm water and efficiency increase | [21 empty] | Heat demand including warm water and efficiency increase | [11 empty] | Heat demand including warm water and efficiency increase | [12 empty] | Wärmebedarf inklusive Warmwasser und Effizienzsteigerung | [11 empty] | Heat demand including warm water and efficiency increase | [11 empty] | Heat demand including warm water and efficiency increase | [11 empty] | Heat demand including warm water and efficiency increase
1758 | BA23_NR_Warehouses_&_Shopping_Malls | b_de_he_bl_nr_ws | Total heat demand in baseline | Kilowatt hours per square square meter [kWh/m²*a] |  |  |  |  | 97.98 | 97.98 | 0 | 0 | 0 | City-owned buildings. Average of City of Helsinki Public Works Department, Kaupungin omistamien rakennusten energiankulutustiedot (2014) | 2014 | Example, city | Calculated from statistics | City-owned buildings only. Includes spaces that are heated. Calculated by total area. | 3.1546 | 1 | 1 | 1 | 1 | 1 | Total heat demand in baseline | Energy Use Intensity (EUI) or thousand BTU per square foot per year [kBtu/ft2 per yr] |  | 0 | [8 empty] | Total heat demand in baseline | Kilowatt hours per square square meter [kWh/m²*a] | 97.98 | 97.98 |  |  |  |  | City-owned buildings. Average of City of Helsinki Public Works Department, Kaupungin omistamien rakennusten energiankulutustiedot (2014) | 2014 | Example, city | Calculated from statistics | City-owned buildings only. Includes spaces that are heated. Calculated by total area. | Gesamt Wärmebedarf | Kilowatt stunden pro Quadratmeter pro Jahr (kWh/m2*a) |  | 0 | [8 empty] | Total heat demand in baseline | Kilowatt hours per square square meter [kWh/m²*a] |  | 0 | [8 empty] | Total heat demand in baseline | Kilowatt hours per square square meter [kWh/m²*a] |  | 0 | [8 empty] | Total heat demand in baseline | Kilowatt hours per square square meter [kWh/m²*a] |  | 0
1759 |  |  | Share of baseline heat demand due to losses through | [21 empty] | Share of baseline heat demand due to losses through |  | 0% | 0% | 0% | 0% | 0% | [5 empty] | Share of baseline heat demand due to losses through |  | 0% | 0% | 0% | 0% |  | 0% | [5 empty] | Anteil Wärmebedarf durch Verluste von |  | 0% | 0% | 0% | 0% | 0% | [5 empty] | Share of baseline heat demand due to losses through |  | 0% | 0% | 0% | 0% | 0% | [5 empty] | Share of baseline heat demand due to losses through |  | 0% | 0% | 0% | 0% | 0% | [5 empty] | Share of baseline heat demand due to losses through |  | 0% | 0% | 0% | 0% | 0%
1760 | BA23_NR_Warehouses_&_Shopping_Malls | b_de_he_le_bl_sh_nr_ws | Infiltration | Percent [0 to 100%] |  |  |  |  | 0% | 0% | 0% | 0% | 0% | [5 empty] | 1 | 1 | 1 | 1 | 1 | 1 | Infiltration | Percent [0 to 100%] |  | 0% | [8 empty] | Infiltration | Percent [0 to 100%] |  | 0% | [9 empty] | Infiltration | Prozent [0 bis 100%] |  | 0% | [8 empty] | Infiltration | Percent [0 to 100%] |  | 0% | [8 empty] | Infiltration | Percent [0 to 100%] |  | 0% | [8 empty] | Infiltration | Percent [0 to 100%] |  | 0%
1761 | BA23_NR_Warehouses_&_Shopping_Malls | b_de_he_ve_bl_sh_nr_ws | Ventilation | Percent [0 to 100%] |  |  |  |  | 0% | 0% | 0% | 0% | 0% | [5 empty] | 1 | 1 | 1 | 1 | 1 | 1 | Ventilation | Percent [0 to 100%] |  | 0% | [8 empty] | Ventilation | Percent [0 to 100%] |  | 0% | [9 empty] | Lüftung | Prozent [0 bis 100%] |  | 0% | [8 empty] | Ventilation | Percent [0 to 100%] |  | 0% | [8 empty] | Ventilation | Percent [0 to 100%] |  | 0% | [8 empty] | Ventilation | Percent [0 to 100%] |  | 0%
1762 | BA23_NR_Warehouses_&_Shopping_Malls | b_de_he_wa_bl_sh_nr_ws | Walls | Percent [0 to 100%] |  |  |  |  | 0% | 0% | 0% | 0% | 0% | [5 empty] | 1 | 1 | 1 | 1 | 1 | 1 | Walls | Percent [0 to 100%] |  | 0% | [8 empty] | Walls | Percent [0 to 100%] |  | 0% | [9 empty] | Wand | Prozent [0 bis 100%] |  | 0% | [8 empty] | Walls | Percent [0 to 100%] |  | 0% | [8 empty] | Walls | Percent [0 to 100%] |  | 0% | [8 empty] | Walls | Percent [0 to 100%] |  | 0%
1763 | BA23_NR_Warehouses_&_Shopping_Malls | b_de_he_wi_bl_sh_nr_ws | Windows | Percent [0 to 100%] |  |  |  |  | 0% | 0% | 0% | 0% | 0% | [5 empty] | 1 | 1 | 1 | 1 | 1 | 1 | Windows | Percent [0 to 100%] |  | 0% | [8 empty] | Windows | Percent [0 to 100%] |  | 0% | [9 empty] | Fenster | Prozent [0 bis 100%] |  | 0% | [8 empty] | Windows | Percent [0 to 100%] |  | 0% | [8 empty] | Windows | Percent [0 to 100%] |  | 0% | [8 empty] | Windows | Percent [0 to 100%] |  | 0%
1764 | BA23_NR_Warehouses_&_Shopping_Malls | b_de_he_fl_bl_sh_nr_ws | Floors | Percent [0 to 100%] |  |  |  |  | 0% | 0% | 0% | 0% | 0% | [5 empty] | 1 | 1 | 1 | 1 | 1 | 1 | Floors | Percent [0 to 100%] |  | 0% | [8 empty] | Floors | Percent [0 to 100%] |  | 0% | [9 empty] | Boden | Prozent [0 bis 100%] |  | 0% | [8 empty] | Floors | Percent [0 to 100%] |  | 0% | [8 empty] | Floors | Percent [0 to 100%] |  | 0% | [8 empty] | Floors | Percent [0 to 100%] |  | 0%
1765 | BA23_NR_Warehouses_&_Shopping_Malls | b_de_he_ro_bl_sh_nr_ws | Roofs | Percent [0 to 100%] |  |  |  |  | 0% | 0% | 0% | 0% | 0% | [5 empty] | 1 | 1 | 1 | 1 | 1 | 1 | Roofs | Percent [0 to 100%] |  | 0% | [8 empty] | Roofs | Percent [0 to 100%] |  | 0% | [9 empty] | Dach | Prozent [0 bis 100%] |  | 0% | [8 empty] | Roofs | Percent [0 to 100%] |  | 0% | [8 empty] | Roofs | Percent [0 to 100%] |  | 0% | [8 empty] | Roofs | Percent [0 to 100%] |  | 0%
1766 | BA23_NR_Warehouses_&_Shopping_Malls | b_de_he_ot_bl_sh_nr_ws | Other | Percent [0 to 100%] |  |  |  |  | 0% | 0% | 0% | 0% | 0% | [5 empty] | 1 | 1 | 1 | 1 | 1 | 1 | Other | Percent [0 to 100%] |  | 0% | [8 empty] | Other | Percent [0 to 100%] |  | 0% | [9 empty] | Andere | Prozent [0 bis 100%] |  | 0% | [8 empty] | Other | Percent [0 to 100%] |  | 0% | [8 empty] | Other | Percent [0 to 100%] |  | 0% | [8 empty] | Other | Percent [0 to 100%] |  | 0%
1767 | BA23_NR_Warehouses_&_Shopping_Malls | b_de_he_ww_bl_sh_nr_ws | Share of heat demand for warm water in baseline | Percent [0 to 100%] |  |  |  |  | 0% | 0% | 0% | 0% | 0% | [5 empty] | 1 | 1 | 1 | 1 | 1 | 1 | Share of heat demand for warm water in baseline | Percent [0 to 100%] |  | 0% | [8 empty] | Share of heat demand for warm water in baseline | Percent [0 to 100%] |  | 0% | [9 empty] | Anteil Wärmebedarf für Warmwasser | Prozent [0 bis 100%] |  | 0% | [8 empty] | Share of heat demand for warm water in baseline | Percent [0 to 100%] |  | 0% | [8 empty] | Share of heat demand for warm water in baseline | Percent [0 to 100%] |  | 0% | [8 empty] | Share of heat demand for warm water in baseline | Percent [0 to 100%] |  | 0%
1768 |  |  | BAU annual efficiency increase, decreasing thermal losses through | [21 empty] | BAU annual efficiency increase, decreasing thermal losses through | [11 empty] | BAU annual efficiency increase, decreasing thermal losses through | [12 empty] | Jährliche Effizienzverbesserung/verschlechterung [-100 to 100%], des Wärmebedarfs durch | [11 empty] | BAU annual efficiency increase, decreasing thermal losses through | [11 empty] | BAU annual efficiency increase, decreasing thermal losses through | [11 empty] | BAU annual efficiency increase, decreasing thermal losses through
1769 | BA23_NR_Warehouses_&_Shopping_Malls | b_de_he_le_ei_nr_ws | Infiltration | Percent [-100 to 100%] |  |  |  |  | 0% | 0% | 0% | 0% | 0% | [5 empty] | 1 | 1 | 1 | 1 | 1 | 1 | Infiltration | Percent [-100 to 100%] |  | 0% | [8 empty] | Infiltration | Percent [-100 to 100%] |  | 0% | [9 empty] | Infiltration | Prozent [-100 bis 100%] |  | 0% | [8 empty] | Infiltration | Percent [-100 to 100%] |  | 0% | [8 empty] | Infiltration | Percent [-100 to 100%] |  | 0% | [8 empty] | Infiltration | Percent [-100 to 100%] |  | 0%
1770 | BA23_NR_Warehouses_&_Shopping_Malls | b_de_he_ve_ei_nr_ws | Ventilation | Percent [-100 to 100%] |  |  |  |  | 0% | 0% | 0% | 0% | 0% | [5 empty] | 1 | 1 | 1 | 1 | 1 | 1 | Ventilation | Percent [-100 to 100%] |  | 0% | [8 empty] | Ventilation | Percent [-100 to 100%] |  | 0% | [9 empty] | Lüftung | Prozent [-100 bis 100%] |  | 0% | [8 empty] | Ventilation | Percent [-100 to 100%] |  | 0% | [8 empty] | Ventilation | Percent [-100 to 100%] |  | 0% | [8 empty] | Ventilation | Percent [-100 to 100%] |  | 0%
1771 | BA23_NR_Warehouses_&_Shopping_Malls | b_de_he_fl_ei_nr_ws | Floors | Percent [-100 to 100%] |  |  |  |  | 0% | 0% | 0% | 0% | 0% | [5 empty] | 1 | 1 | 1 | 1 | 1 | 1 | Floors | Percent [-100 to 100%] |  | 0% | [8 empty] | Floors | Percent [-100 to 100%] |  | 0% | [9 empty] | Boden | Prozent [-100 bis 100%] |  | 0% | [8 empty] | Floors | Percent [-100 to 100%] |  | 0% | [8 empty] | Floors | Percent [-100 to 100%] |  | 0% | [8 empty] | Floors | Percent [-100 to 100%] |  | 0%
1772 | BA23_NR_Warehouses_&_Shopping_Malls | b_de_he_ro_ei_nr_ws | Roofs | Percent [-100 to 100%] |  |  |  |  | 0% | 0% | 0% | 0% | 0% | [5 empty] | 1 | 1 | 1 | 1 | 1 | 1 | Roofs | Percent [-100 to 100%] |  | 0% | [8 empty] | Roofs | Percent [-100 to 100%] |  | 0% | [9 empty] | Dach | Prozent [-100 bis 100%] |  | 0% | [8 empty] | Roofs | Percent [-100 to 100%] |  | 0% | [8 empty] | Roofs | Percent [-100 to 100%] |  | 0% | [8 empty] | Roofs | Percent [-100 to 100%] |  | 0%
1773 | BA23_NR_Warehouses_&_Shopping_Malls | b_de_he_ot_ei_nr_ws | Other reasons | Percent [-100 to 100%] |  |  |  |  | 0% | 0% | 0% | 0% | 0% | [5 empty] | 1 | 1 | 1 | 1 | 1 | 1 | Other reasons | Percent [-100 to 100%] |  | 0% | [8 empty] | Other reasons | Percent [-100 to 100%] |  | 0% | [9 empty] | Andere | Prozent [-100 bis 100%] |  | 0% | [8 empty] | Other reasons | Percent [-100 to 100%] |  | 0% | [8 empty] | Other reasons | Percent [-100 to 100%] |  | 0% | [8 empty] | Other reasons | Percent [-100 to 100%] |  | 0%
1774 | BA23_NR_Warehouses_&_Shopping_Malls | b_de_he_ww_ei_nr_ws | BAU annual Efficiency increase, decreasing warm water demand | Percent [-100 to 100%] |  |  |  |  | 0% | 0% | 0% | 0% | 0% | [5 empty] | 1 | 1 | 1 | 1 | 1 | 1 | BAU annual Efficiency increase, decreasing warm water demand | Percent [-100 to 100%] |  | 0% | [8 empty] | BAU annual Efficiency increase, decreasing warm water demand | Percent [-100 to 100%] |  | 0% | [9 empty] | Jährliche Effizienzverbesserung/verschlechtung Warmwasserbedarf | Prozent [-100 bis 100%] |  | 0% | [8 empty] | BAU annual Efficiency increase, decreasing warm water demand | Percent [-100 to 100%] |  | 0% | [8 empty] | BAU annual Efficiency increase, decreasing warm water demand | Percent [-100 to 100%] |  | 0% | [8 empty] | BAU annual Efficiency increase, decreasing warm water demand | Percent [-100 to 100%] |  | 0%
1775
1776 | Lever specific parameter |  | Lever specific parameter | [21 empty] | Lever specific parameter | [11 empty] | Lever specific parameter | [12 empty] | Hebel spezifische Parameter | [11 empty] | Lever specific parameter | [11 empty] | Lever specific parameter | [11 empty] | Lever specific parameter
1777 | BA23_NR_Warehouses_&_Shopping_Malls | b_ra_waa_nr_ws | Ratio of wall area / effective area | Ratio [-] |  |  |  |  | 0 | 0 | 0 | 0 | 0 | [5 empty] | 1 | 1 | 1 | 1 | 1 | 1 | Ratio of wall area / effective area | Ratio [-] |  | 0 | [8 empty] | Ratio of wall area / effective area | Ratio [-] |  | 0 | [9 empty] | Verhältnis zwischen Wandfläche / effektive Fläche | Ratio [-] |  | 0 | [8 empty] | Ratio of wall area / effective area | Ratio [-] |  | 0 | [8 empty] | Ratio of wall area / effective area | Ratio [-] |  | 0 | [8 empty] | Ratio of wall area / effective area | Ratio [-] |  | 0
1778 | BA23_NR_Warehouses_&_Shopping_Malls | b_ra_wwa_nr_ws | Ratio of window/effective area | Ratio [-] |  |  |  |  | 0 | 0 | 0 | 0 | 0 | [5 empty] | 1 | 1 | 1 | 1 | 1 | 1 | Ratio of window/effective area | Ratio [-] |  | 0 | [8 empty] | Ratio of window/effective area | Ratio [-] |  | 0 | [9 empty] | Verhältnis zwischen Fenster/effektive Fläche | Ratio [-] |  | 0 | [8 empty] | Ratio of window/effective area | Ratio [-] |  | 0 | [8 empty] | Ratio of window/effective area | Ratio [-] |  | 0 | [8 empty] | Ratio of window/effective area | Ratio [-] |  | 0
1779 | BA23_NR_Warehouses_&_Shopping_Malls | b_gl_uv_wi_bl_nr_ws | U-value of windows in baseline (R=1/U) | U Value [Watts/square meter Kelvin] [W/m²*K] |  |  |  |  | 0 | 0 | 0 | 0 | 0 | [5 empty] | 5.6783 | 1 | 1 | 1 | 1 | 1 | U-value of windows in baseline (R=1/U) | Btu per square foot per degree Farenheit per hour [Btu/ft2*0F*h] |  | 0 | [8 empty] | U-value of windows in baseline (R=1/U) | U Value [Watts/square meter Kelvin] [W/m²*K] |  | 0 | [9 empty] | U-value Fenster (R=1/U) | U Value [Watts/square meter Kelvin] [W/m²*K] |  | 0 | [8 empty] | U-value of windows in baseline (R=1/U) | U Value [Watts/square meter Kelvin] [W/m²*K] |  | 0 | [8 empty] | U-value of windows in baseline (R=1/U) | U Value [Watts/square meter Kelvin] [W/m²*K] |  | 0 | [8 empty] | U-value of windows in baseline (R=1/U) | U Value [Watts/square meter Kelvin] [W/m²*K] |  | 0
1780 | BA23_NR_Warehouses_&_Shopping_Malls | b_gl_gv_wi_bl_nr_ws | Solar heat gain coefficient "G-Value" of windows in baseline | Percent [0 to 100%] |  |  |  |  | 0% | 0% | 0% | 0% | 0% | [5 empty] | 1 | 1 | 1 | 1 | 1 | 1 | Solar heat gain coefficient "G-Value" of windows in baseline | Percent [0 to 100%] |  | 0% | [8 empty] | Solar heat gain coefficient "G-Value" of windows in baseline | Percent [0 to 100%] |  | 0% | [9 empty] | Solar Wärmezuwachskoeffizient "G-Value" Fenster | Prozent [0 bis 100%] |  | 0% | [8 empty] | Solar heat gain coefficient "G-Value" of windows in baseline | Percent [0 to 100%] |  | 0% | [8 empty] | Solar heat gain coefficient "G-Value" of windows in baseline | Percent [0 to 100%] |  | 0% | [8 empty] | Solar heat gain coefficient "G-Value" of windows in baseline | Percent [0 to 100%] |  | 0%
1781 | BA23_NR_Warehouses_&_Shopping_Malls | b_gl_gv_wi_ei_nr_ws | BAU annual efficiency increase of G-value of windows | Percent [-100 to 100%] |  |  |  |  | 0% | 0% | 0% | 0% | 0% | [5 empty] | 1 | 1 | 1 | 1 | 1 | 1 | BAU annual efficiency increase of G-value of windows | Percent [-100 to 100%] |  | 0% | [8 empty] | BAU annual efficiency increase of G-value of windows | Percent [-100 to 100%] |  | 0% | [9 empty] | Jährliche Effizienzsteigerung G-value Fenster | Prozent [-100 bis 100%] |  | 0% | [8 empty] | BAU annual efficiency increase of G-value of windows | Percent [-100 to 100%] |  | 0% | [8 empty] | BAU annual efficiency increase of G-value of windows | Percent [-100 to 100%] |  | 0% | [8 empty] | BAU annual efficiency increase of G-value of windows | Percent [-100 to 100%] |  | 0%
1782 | BA23_NR_Warehouses_&_Shopping_Malls | b_gl_uv_wi_ei_nr_ws | BAU annual efficiency increase of U-value of windows | Percent [-100 to 100%] |  |  |  |  | 0% | 0% | 0% | 0% | 0% | [5 empty] | 1 | 1 | 1 | 1 | 1 | 1 | BAU annual efficiency increase of U-value of windows | Percent [-100 to 100%] |  | 0% | [8 empty] | BAU annual efficiency increase of U-value of windows | Percent [-100 to 100%] |  | 0% | [9 empty] | Jährliche Effizienzsteigerung U-value Fenster | Prozent [-100 bis 100%] |  | 0% | [8 empty] | BAU annual efficiency increase of U-value of windows | Percent [-100 to 100%] |  | 0% | [8 empty] | BAU annual efficiency increase of U-value of windows | Percent [-100 to 100%] |  | 0% | [8 empty] | BAU annual efficiency increase of U-value of windows | Percent [-100 to 100%] |  | 0%
1783 | BA23_NR_Warehouses_&_Shopping_Malls | b_wi_uv_wa_bl_nr_ws | U-value of building walls in baseline (R=1/U) | U Value [Watts/square meter Kelvin] [W/m²*K] |  |  |  |  | 0 | 0 | 0 | 0 | 0 | [5 empty] | 5.6783 | 1 | 1 | 1 | 1 | 1 | U-value of building walls in baseline (R=1/U) | Btu per square foot per degree Farenheit per hour [Btu/ft2*0F*h] |  | 0 | [8 empty] | U-value of building walls in baseline (R=1/U) | U Value [Watts/square meter Kelvin] [W/m²*K] |  | 0 | [9 empty] | U-value Gebäude Wand (R=1/U) | U Value [Watts/square meter Kelvin] [W/m²*K] |  | 0 | [8 empty] | U-value of building walls in baseline (R=1/U) | U Value [Watts/square meter Kelvin] [W/m²*K] |  | 0 | [8 empty] | U-value of building walls in baseline (R=1/U) | U Value [Watts/square meter Kelvin] [W/m²*K] |  | 0 | [8 empty] | U-value of building walls in baseline (R=1/U) | U Value [Watts/square meter Kelvin] [W/m²*K] |  | 0
1784 |  |  | Average run time per year of | [21 empty] | Average run time per year of | [11 empty] | Average run time per year of | [12 empty] | Durchschnittliche Betriebszeit pro Jahr von | [11 empty] | Average run time per year of | [11 empty] | Average run time per year of | [11 empty] | Average run time per year of
1785 | BA23_NR_Warehouses_&_Shopping_Malls | b_li_rt_cf_nr_ws | Compact fluorescent lamps | Hours per year [h/a] |  |  |  |  | 0 | 0 | 0 | 0 | 0 | [5 empty] | 1 | 1 | 1 | 1 | 1 | 1 | Compact fluorescent lamps | Hours per year [h/a] |  | 0 | [8 empty] | Compact fluorescent lamps | Hours per year [h/a] |  | 0 | [9 empty] | KompaktLeuchtstofflampe | Stunden pro year [h/a] |  | 0 | [8 empty] | Compact fluorescent lamps | Hours per year [h/a] |  | 0 | [8 empty] | Compact fluorescent lamps | Hours per year [h/a] |  | 0 | [8 empty] | Compact fluorescent lamps | Hours per year [h/a] |  | 0
1786 | BA23_NR_Warehouses_&_Shopping_Malls | b_li_rt_fl_nr_ws | Fluorescent lamps | Hours per year [h/a] |  |  |  |  | 0 | 0 | 0 | 0 | 0 | [5 empty] | 1 | 1 | 1 | 1 | 1 | 1 | Fluorescent lamps | Hours per year [h/a] |  | 0 | [8 empty] | Fluorescent lamps | Hours per year [h/a] |  | 0 | [9 empty] | Leuchtstofflampe | Stunden pro year [h/a] |  | 0 | [8 empty] | Fluorescent lamps | Hours per year [h/a] |  | 0 | [8 empty] | Fluorescent lamps | Hours per year [h/a] |  | 0 | [8 empty] | Fluorescent lamps | Hours per year [h/a] |  | 0
1787 | BA23_NR_Warehouses_&_Shopping_Malls | b_li_rt_haL_nr_ws | Low voltage halogen lamps | Hours per year [h/a] |  |  |  |  | 0 | 0 | 0 | 0 | 0 | [5 empty] | 1 | 1 | 1 | 1 | 1 | 1 | Low voltage halogen lamps | Hours per year [h/a] |  | 0 | [8 empty] | Low voltage halogen lamps | Hours per year [h/a] |  | 0 | [9 empty] | Niederspannungshalogen Lampe | Stunden pro year [h/a] |  | 0 | [8 empty] | Low voltage halogen lamps | Hours per year [h/a] |  | 0 | [8 empty] | Low voltage halogen lamps | Hours per year [h/a] |  | 0 | [8 empty] | Low voltage halogen lamps | Hours per year [h/a] |  | 0
1788 | BA23_NR_Warehouses_&_Shopping_Malls | b_li_rt_haM_nr_ws | Medium voltage halogen lamps | Hours per year [h/a] |  |  |  |  | 0 | 0 | 0 | 0 | 0 | [5 empty] | 1 | 1 | 1 | 1 | 1 | 1 | Medium voltage halogen lamps | Hours per year [h/a] |  | 0 | [8 empty] | Medium voltage halogen lamps | Hours per year [h/a] |  | 0 | [9 empty] | mittelspannungshalogen Lampe | Stunden pro year [h/a] |  | 0 | [8 empty] | Medium voltage halogen lamps | Hours per year [h/a] |  | 0 | [8 empty] | Medium voltage halogen lamps | Hours per year [h/a] |  | 0 | [8 empty] | Medium voltage halogen lamps | Hours per year [h/a] |  | 0
1789 | BA23_NR_Warehouses_&_Shopping_Malls | b_li_rt_in_nr_ws | Incandescent lamps | Hours per year [h/a] |  |  |  |  | 0 | 0 | 0 | 0 | 0 | [5 empty] | 1 | 1 | 1 | 1 | 1 | 1 | Incandescent lamps | Hours per year [h/a] |  | 0 | [8 empty] | Incandescent lamps | Hours per year [h/a] |  | 0 | [9 empty] | Glühlampe | Stunden pro year [h/a] |  | 0 | [8 empty] | Incandescent lamps | Hours per year [h/a] |  | 0 | [8 empty] | Incandescent lamps | Hours per year [h/a] |  | 0 | [8 empty] | Incandescent lamps | Hours per year [h/a] |  | 0
1790 |  |  | Share of | [21 empty] | Share of |  | 0% | 0% | 0% | 0% | 0% | [5 empty] | Share of |  | 0% | 0% | 0% | 0% |  | 0% | [5 empty] | Anteil of |  | 0% | 0% | 0% | 0% | 0% | [5 empty] | Share of |  | 0% | 0% | 0% | 0% | 0% | [5 empty] | Share of |  | 0% | 0% | 0% | 0% | 0% | [5 empty] | Share of |  | 0% | 0% | 0% | 0% | 0%
1791 | BA23_NR_Warehouses_&_Shopping_Malls | b_li_sh_in_nr_ws | Incandescent lamps | Percent [0 to 100%] |  |  |  |  | 0% | 0% | 0% | 0% | 0% | [5 empty] | 1 | 1 | 1 | 1 | 1 | 1 | Incandescent lamps | Percent [0 to 100%] |  | 0% | [8 empty] | Incandescent lamps | Percent [0 to 100%] |  | 0% | [9 empty] | Glühlampe | Prozent [0 bis 100%] |  | 0% | [8 empty] | Incandescent lamps | Percent [0 to 100%] |  | 0% | [8 empty] | Incandescent lamps | Percent [0 to 100%] |  | 0% | [8 empty] | Incandescent lamps | Percent [0 to 100%] |  | 0%
1792 | BA23_NR_Warehouses_&_Shopping_Malls | b_li_sh_cf_nr_ws | Compact fluorescent lamps | Percent [0 to 100%] |  |  |  |  | 0% | 0% | 0% | 0% | 0% | [5 empty] | 1 | 1 | 1 | 1 | 1 | 1 | Compact fluorescent lamps | Percent [0 to 100%] |  | 0% | [8 empty] | Compact fluorescent lamps | Percent [0 to 100%] |  | 0% | [9 empty] | KompaktLeuchtstofflampe | Prozent [0 bis 100%] |  | 0% | [8 empty] | Compact fluorescent lamps | Percent [0 to 100%] |  | 0% | [8 empty] | Compact fluorescent lamps | Percent [0 to 100%] |  | 0% | [8 empty] | Compact fluorescent lamps | Percent [0 to 100%] |  | 0%
1793 | BA23_NR_Warehouses_&_Shopping_Malls | b_li_sh_fl_nr_ws | Fluorescent lamps | Percent [0 to 100%] |  |  |  |  | 0% | 0% | 0% | 0% | 0% | [5 empty] | 1 | 1 | 1 | 1 | 1 | 1 | Fluorescent lamps | Percent [0 to 100%] |  | 0% | [8 empty] | Fluorescent lamps | Percent [0 to 100%] |  | 0% | [9 empty] | Leuchtstofflampe | Prozent [0 bis 100%] |  | 0% | [8 empty] | Fluorescent lamps | Percent [0 to 100%] |  | 0% | [8 empty] | Fluorescent lamps | Percent [0 to 100%] |  | 0% | [8 empty] | Fluorescent lamps | Percent [0 to 100%] |  | 0%
1794 | BA23_NR_Warehouses_&_Shopping_Malls | b_li_sh_haL_nr_ws | Low voltage halogen lamps | Percent [0 to 100%] |  |  |  |  | 0% | 0% | 0% | 0% | 0% | [5 empty] | 1 | 1 | 1 | 1 | 1 | 1 | Low voltage halogen lamps | Percent [0 to 100%] |  | 0% | [8 empty] | Low voltage halogen lamps | Percent [0 to 100%] |  | 0% | [9 empty] | Niederspannungshalogen Lampe | Prozent [0 bis 100%] |  | 0% | [8 empty] | Low voltage halogen lamps | Percent [0 to 100%] |  | 0% | [8 empty] | Low voltage halogen lamps | Percent [0 to 100%] |  | 0% | [8 empty] | Low voltage halogen lamps | Percent [0 to 100%] |  | 0%
1795 | BA23_NR_Warehouses_&_Shopping_Malls | b_li_sh_haM_nr_ws | Medium voltage halogen lamps | Percent [0 to 100%] |  |  |  |  | 0% | 0% | 0% | 0% | 0% | [5 empty] | 1 | 1 | 1 | 1 | 1 | 1 | Medium voltage halogen lamps | Percent [0 to 100%] |  | 0% | [8 empty] | Medium voltage halogen lamps | Percent [0 to 100%] |  | 0% | [9 empty] | mittelspannungshalogen Lampe | Prozent [0 bis 100%] |  | 0% | [8 empty] | Medium voltage halogen lamps | Percent [0 to 100%] |  | 0% | [8 empty] | Medium voltage halogen lamps | Percent [0 to 100%] |  | 0% | [8 empty] | Medium voltage halogen lamps | Percent [0 to 100%] |  | 0%
1796
1797 | Lever existing situation Please enter value of % of total stock with technology already applied to |  | Lever Existing Situation (please enter value of % of total stock) | [21 empty] | Lever Existing Situation (please enter value of % of total stock) | [11 empty] | Lever Existing Situation (please enter value of % of total stock) | [12 empty] | Hebel bereits vorhanden (bitte %Wert angeben bezogen auf Gesamtgebäudebestand) | [11 empty] | Lever Existing Situation (please enter value of % of total stock) | [11 empty] | Lever Existing Situation (please enter value of % of total stock) | [11 empty] | Lever Existing Situation (please enter value of % of total stock)
1798 |  |  | Share of | [21 empty] | Share of | [11 empty] | Share of | [12 empty] | Anteil of | [11 empty] | Share of | [11 empty] | Share of | [11 empty] | Share of
1799 | BA23_NR_Warehouses_&_Shopping_Malls | b_wi_sh_nr_ws | buildings with wall insulation | Percent [0 to 100%] |  |  |  |  | 0% | 0% | 0% | 0% | 0% | [5 empty] | 1 | 1 | 1 | 1 | 1 | 1 | buildings with wall insulation | Percent [0 to 100%] |  | 0% | [8 empty] | buildings with wall insulation | Percent [0 to 100%] |  | 0% | [9 empty] | Gebäude mit Wandisolierung | Prozent [0 bis 100%] |  | 0% | [8 empty] | buildings with wall insulation | Percent [0 to 100%] |  | 0% | [8 empty] | buildings with wall insulation | Percent [0 to 100%] |  | 0% | [8 empty] | buildings with wall insulation | Percent [0 to 100%] |  | 0%
1800 | BA23_NR_Warehouses_&_Shopping_Malls | b_gl_sh_nr_ws | buildings with high efficient glazing | Percent [0 to 100%] |  |  |  |  | 0% | 0% | 0% | 0% | 0% | [5 empty] | 1 | 1 | 1 | 1 | 1 | 1 | buildings with high efficient glazing | Percent [0 to 100%] |  | 0% | [8 empty] | buildings with high efficient glazing | Percent [0 to 100%] |  | 0% | [9 empty] | Gebäude mit effiziente Verglasung | Prozent [0 bis 100%] |  | 0% | [8 empty] | buildings with high efficient glazing | Percent [0 to 100%] |  | 0% | [8 empty] | buildings with high efficient glazing | Percent [0 to 100%] |  | 0% | [8 empty] | buildings with high efficient glazing | Percent [0 to 100%] |  | 0%
1801 | BA23_NR_Warehouses_&_Shopping_Malls | b_li_sh_nr_ws | buildings with efficient lighting in baseline | Percent [0 to 100%] |  |  |  |  | 0% | 0% | 0% | 0% | 0% | [5 empty] | 1 | 1 | 1 | 1 | 1 | 1 | buildings with efficient lighting in baseline | Percent [0 to 100%] |  | 0% | [8 empty] | buildings with efficient lighting in baseline | Percent [0 to 100%] |  | 0% | [9 empty] | Gebäude mit effiziente Beleuchtung | Prozent [0 bis 100%] |  | 0% | [8 empty] | buildings with efficient lighting in baseline | Percent [0 to 100%] |  | 0% | [8 empty] | buildings with efficient lighting in baseline | Percent [0 to 100%] |  | 0% | [8 empty] | buildings with efficient lighting in baseline | Percent [0 to 100%] |  | 0%
1802 | BA23_NR_Warehouses_&_Shopping_Malls | b_dol_sh_nr_ws | buildings with demand oriented lighting | Percent [0 to 100%] |  |  |  |  | 0% | 0% | 0% | 0% | 0% | [5 empty] | 1 | 1 | 1 | 1 | 1 | 1 | buildings with demand oriented lighting | Percent [0 to 100%] |  | 0% | [8 empty] | buildings with demand oriented lighting | Percent [0 to 100%] |  | 0% | [9 empty] | Gebäude mit bedarfsorientierte Beleuchtung | Prozent [0 bis 100%] |  | 0% | [8 empty] | buildings with demand oriented lighting | Percent [0 to 100%] |  | 0% | [8 empty] | buildings with demand oriented lighting | Percent [0 to 100%] |  | 0% | [8 empty] | buildings with demand oriented lighting | Percent [0 to 100%] |  | 0%
1803 | BA23_NR_Warehouses_&_Shopping_Malls | b_bem_sh_nr_ws | buildings with Building Efficiency Monitoring | Percent [0 to 100%] |  |  |  |  | 0% | 0% | 0% | 0% | 0% | [5 empty] | 1 | 1 | 1 | 1 | 1 | 1 | buildings with Building Efficiency Monitoring | Percent [0 to 100%] |  | 0% | [8 empty] | buildings with Building Efficiency Monitoring | Percent [0 to 100%] |  | 0% | [9 empty] | Gebäude mit Gebäudeeffizienzüberwachung | Prozent [0 bis 100%] |  | 0% | [8 empty] | buildings with Building Efficiency Monitoring | Percent [0 to 100%] |  | 0% | [8 empty] | buildings with Building Efficiency Monitoring | Percent [0 to 100%] |  | 0% | [8 empty] | buildings with Building Efficiency Monitoring | Percent [0 to 100%] |  | 0%
1804 | BA23_NR_Warehouses_&_Shopping_Malls | b_brm_sh_nr_ws | buildings with Building Remote Monitoring | Percent [0 to 100%] |  |  |  |  | 0% | 0% | 0% | 0% | 0% | [5 empty] | 1 | 1 | 1 | 1 | 1 | 1 | buildings with Building Remote Monitoring | Percent [0 to 100%] |  | 0% | [8 empty] | buildings with Building Remote Monitoring | Percent [0 to 100%] |  | 0% | [9 empty] | Gebäude mit Gebäudefernüberwachung | Prozent [0 bis 100%] |  | 0% | [8 empty] | buildings with Building Remote Monitoring | Percent [0 to 100%] |  | 0% | [8 empty] | buildings with Building Remote Monitoring | Percent [0 to 100%] |  | 0% | [8 empty] | buildings with Building Remote Monitoring | Percent [0 to 100%] |  | 0%
1805 | BA23_NR_Warehouses_&_Shopping_Malls | b_bpo_sh_nr_ws | buildings with Building Performance Optimization | Percent [0 to 100%] |  |  |  |  | 0% | 0% | 0% | 0% | 0% | [5 empty] | 1 | 1 | 1 | 1 | 1 | 1 | buildings with Building Performance Optimization | Percent [0 to 100%] |  | 0% | [8 empty] | buildings with Building Performance Optimization | Percent [0 to 100%] |  | 0% | [9 empty] | Gebäude mit Gebäudeleistungsoptimierung | Prozent [0 bis 100%] |  | 0% | [8 empty] | buildings with Building Performance Optimization | Percent [0 to 100%] |  | 0% | [8 empty] | buildings with Building Performance Optimization | Percent [0 to 100%] |  | 0% | [8 empty] | buildings with Building Performance Optimization | Percent [0 to 100%] |  | 0%
1806 | BA23_NR_Warehouses_&_Shopping_Malls | b_dcv_sh_nr_ws | buildings with Demand controlled ventilation | Percent [0 to 100%] |  |  |  |  | 0% | 0% | 0% | 0% | 0% | [5 empty] | 1 | 1 | 1 | 1 | 1 | 1 | buildings with Demand controlled ventilation | Percent [0 to 100%] |  | 0% | [8 empty] | buildings with Demand controlled ventilation | Percent [0 to 100%] |  | 0% | [9 empty] | Gebäude mit bedarfsgesteuerte Lüftung | Prozent [0 bis 100%] |  | 0% | [8 empty] | buildings with Demand controlled ventilation | Percent [0 to 100%] |  | 0% | [8 empty] | buildings with Demand controlled ventilation | Percent [0 to 100%] |  | 0% | [8 empty] | buildings with Demand controlled ventilation | Percent [0 to 100%] |  | 0%
1807 | BA23_NR_Warehouses_&_Shopping_Malls | b_hcr_sh_nr_ws | buildings with Heat and Cold Recovery in ventilation | Percent [0 to 100%] |  |  |  |  | 0% | 0% | 0% | 0% | 0% | [5 empty] | 1 | 1 | 1 | 1 | 1 | 1 | buildings with Heat and Cold Recovery in ventilation | Percent [0 to 100%] |  | 0% | [8 empty] | buildings with Heat and Cold Recovery in ventilation | Percent [0 to 100%] |  | 0% | [9 empty] | Gebäude mit Wärme und Kälterückgewinnung in Lüftung | Prozent [0 bis 100%] |  | 0% | [8 empty] | buildings with Heat and Cold Recovery in ventilation | Percent [0 to 100%] |  | 0% | [8 empty] | buildings with Heat and Cold Recovery in ventilation | Percent [0 to 100%] |  | 0% | [8 empty] | buildings with Heat and Cold Recovery in ventilation | Percent [0 to 100%] |  | 0%
1808 | BA23_NR_Warehouses_&_Shopping_Malls | b_em_sh_nr_ws | buildings with Efficient Motors | Percent [0 to 100%] |  |  |  |  | 0% | 0% | 0% | 0% | 0% | [5 empty] | 1 | 1 | 1 | 1 | 1 | 1 | buildings with Efficient Motors | Percent [0 to 100%] |  | 0% | [8 empty] | buildings with Efficient Motors | Percent [0 to 100%] |  | 0% | [9 empty] | Gebäude mit effizienten Motoren | Prozent [0 bis 100%] |  | 0% | [8 empty] | buildings with Efficient Motors | Percent [0 to 100%] |  | 0% | [8 empty] | buildings with Efficient Motors | Percent [0 to 100%] |  | 0% | [8 empty] | buildings with Efficient Motors | Percent [0 to 100%] |  | 0%
1809 | BA23_NR_Warehouses_&_Shopping_Malls | b_bac_sh_nr_ws | buildings with Building Automation BACS Class C | Percent [0 to 100%] |  |  |  |  | 0% | 0% | 0% | 0% | 0% | [5 empty] | 1 | 1 | 1 | 1 | 1 | 1 | buildings with Building Automation BACS Class C | Percent [0 to 100%] |  | 0% | [8 empty] | buildings with Building Automation BACS Class C | Percent [0 to 100%] |  | 0% | [9 empty] | Gebäude mit Gebäudeautomatisierung Klasse C | Prozent [0 bis 100%] |  | 0% | [8 empty] | buildings with Building Automation BACS Class C | Percent [0 to 100%] |  | 0% | [8 empty] | buildings with Building Automation BACS Class C | Percent [0 to 100%] |  | 0% | [8 empty] | buildings with Building Automation BACS Class C | Percent [0 to 100%] |  | 0%
1810 | BA23_NR_Warehouses_&_Shopping_Malls | b_bab_sh_nr_ws | buildings with Building Automation BACS Class B | Percent [0 to 100%] |  |  |  |  | 0% | 0% | 0% | 0% | 0% | [5 empty] | 1 | 1 | 1 | 1 | 1 | 1 | buildings with Building Automation BACS Class B | Percent [0 to 100%] |  | 0% | [8 empty] | buildings with Building Automation BACS Class B | Percent [0 to 100%] |  | 0% | [9 empty] | Gebäude mit Gebäudeautomatisierung Klasse B | Prozent [0 bis 100%] |  | 0% | [8 empty] | buildings with Building Automation BACS Class B | Percent [0 to 100%] |  | 0% | [8 empty] | buildings with Building Automation BACS Class B | Percent [0 to 100%] |  | 0% | [8 empty] | buildings with Building Automation BACS Class B | Percent [0 to 100%] |  | 0%
1811 | BA23_NR_Warehouses_&_Shopping_Malls | b_baa_sh_nr_ws | buildings with Building Automation BACS Class A | Percent [0 to 100%] |  |  |  |  | 0% | 0% | 0% | 0% | 0% | [5 empty] | 1 | 1 | 1 | 1 | 1 | 1 | buildings with Building Automation BACS Class A | Percent [0 to 100%] |  | 0% | [8 empty] | buildings with Building Automation BACS Class A | Percent [0 to 100%] |  | 0% | [9 empty] | Gebäude mit Gebäudeautomatisierung Klasse A | Prozent [0 bis 100%] |  | 0% | [8 empty] | buildings with Building Automation BACS Class A | Percent [0 to 100%] |  | 0% | [8 empty] | buildings with Building Automation BACS Class A | Percent [0 to 100%] |  | 0% | [8 empty] | buildings with Building Automation BACS Class A | Percent [0 to 100%] |  | 0%
1812 | BA23_NR_Warehouses_&_Shopping_Malls | b_rac_sh_nr_ws | buildings with Room Automation HVAC | Percent [0 to 100%] |  |  |  |  | 0% | 0% | 0% | 0% | 0% | [5 empty] | 1 | 1 | 1 | 1 | 1 | 1 | buildings with Room Automation HVAC | Percent [0 to 100%] |  | 0% | [8 empty] | buildings with Room Automation HVAC | Percent [0 to 100%] |  | 0% | [9 empty] | Gebäude mit Raumautomatisierung Heizung/Lüftung/Klima | Prozent [0 bis 100%] |  | 0% | [8 empty] | buildings with Room Automation HVAC | Percent [0 to 100%] |  | 0% | [8 empty] | buildings with Room Automation HVAC | Percent [0 to 100%] |  | 0% | [8 empty] | buildings with Room Automation HVAC | Percent [0 to 100%] |  | 0%
1813 | BA23_NR_Warehouses_&_Shopping_Malls | b_rab_sh_nr_ws | buildings with Room Automation HVAC + lighting | Percent [0 to 100%] |  |  |  |  | 0% | 0% | 0% | 0% | 0% | [5 empty] | 1 | 1 | 1 | 1 | 1 | 1 | buildings with Room Automation HVAC + lighting | Percent [0 to 100%] |  | 0% | [8 empty] | buildings with Room Automation HVAC + lighting | Percent [0 to 100%] |  | 0% | [9 empty] | Gebäude mit Raumautomatisierung Heizung/Lüftung/Klima/Beleuchtung | Prozent [0 bis 100%] |  | 0% | [8 empty] | buildings with Room Automation HVAC + lighting | Percent [0 to 100%] |  | 0% | [8 empty] | buildings with Room Automation HVAC + lighting | Percent [0 to 100%] |  | 0% | [8 empty] | buildings with Room Automation HVAC + lighting | Percent [0 to 100%] |  | 0%
1814 | BA23_NR_Warehouses_&_Shopping_Malls | b_raa_sh_nr_ws | buildings with Building Automation HVAC + lighting + blinds | Percent [0 to 100%] |  |  |  |  | 0% | 0% | 0% | 0% | 0% | [5 empty] | 1 | 1 | 1 | 1 | 1 | 1 | buildings with Building Automation HVAC + lighting + blinds | Percent [0 to 100%] |  | 0% | [8 empty] | buildings with Building Automation HVAC + lighting + blinds | Percent [0 to 100%] |  | 0% | [9 empty] | Gebäude mit Raumautomatisierung Heizung/Lüftung/Klima/Beleuchtung/Verschattung | Prozent [0 bis 100%] |  | 0% | [8 empty] | buildings with Building Automation HVAC + lighting + blinds | Percent [0 to 100%] |  | 0% | [8 empty] | buildings with Building Automation HVAC + lighting + blinds | Percent [0 to 100%] |  | 0% | [8 empty] | buildings with Building Automation HVAC + lighting + blinds | Percent [0 to 100%] |  | 0%
1815
1816
1817
1818
1819
1820
1821
1822
1823
1824
1825
1826
1827
1828
1829
1830
1831
1832
1833
1834
1835
1836
1837
1838
1839
1840
1841
1842
1843
1844
1845
1846
1847
1848
1849
1850
1851
1852
1853
1854
1855
1856
1857
1858
1859
1860
1861
1862
1863
1864
1865
1866
1867
1868
1869
1870
1871
1872
1873
1874
1875
1876
1877
1878
1879
1880
1881
1882
1883
1884
1885
1886
1887
1888
1889
1890
1891
1892
1893
1894
1895
1896
1897
1898
1899
1900
No transfer to summary below this line
Note on K21: Same as initial baseline data, if there is no forcast of today available in the source.
Note on AE21: Same as initial baseline data, if there is no forcast of today available in the source.
Note on BS21: Same as initial baseline data, if there is no forcast of today available in the source.
Note on CF21: Same as initial baseline data, if there is no forcast of today available in the source.
Note on CS21: Same as initial baseline data, if there is no forcast of today available in the source.

## 6.4_Input Retail
1901 | Project | Project: | Master | [15 empty] | Conversion factors | [5 empty] | US Template | [11 empty] | International English Template | [12 empty] | German Template | [11 empty] | Chinese Template | [11 empty] | Spanish Template | [11 empty] | French Template
1902 |  | City Data: | CYPT | [21 empty] | CYPT | [11 empty] | CYPT | [12 empty] | CYPT | [11 empty] | CYPT | [11 empty] | CYPT | [11 empty] | CYPT
1903 | Legend: |  | Helsinki | [21 empty] | <Input for city name> | [11 empty] | Helsinki | [12 empty] | Helsinki | [11 empty] | Helsinki | [11 empty] | Helsinki | [11 empty] | Helsinki
1904
1905 |  |  | Overview current sheet | [21 empty] | Overview current sheet | [11 empty] | Overview current sheet | [12 empty] | Überblick der Seite | [11 empty] | Overview current sheet | [11 empty] | Overview current sheet | [11 empty] | Overview current sheet
1906 |  |  | shall be reported | [21 empty] | shall be reported | [11 empty] | shall be reported | [12 empty] | Eingabe erfürderlich | [11 empty] | shall be reported | [11 empty] | shall be reported | [11 empty] | shall be reported
1907 |  |  | Alternative if necessary value not available, orange becomes necessary | [21 empty] | Alternative if necessary value not available, orange becomes necessary | [11 empty] | Alternative if necessary value not available, orange becomes necessary | [12 empty] | Alternative Eingabemöglichkeit für vorangegangene Parameter | [11 empty] | Alternative if necessary value not available, orange becomes necessary | [11 empty] | Alternative if necessary value not available, orange becomes necessary | [11 empty] | Alternative if necessary value not available, orange becomes necessary
1908 |  |  | if available, business as usual (according to ongoing activities and action plans in place): if no data forecasts available we take the baseline data for the following years as well | [21 empty] | if available, business as usual (according to ongoing activities and action plans in place): if no data forecasts available we take the baseline data for the following years as well | [11 empty] | if available, business as usual (according to ongoing activities and action plans in place): if no data forecasts available we take the baseline data for the following years as well | [12 empty] | falls verfügbar aus vorhandener Planung, falls keine Daten vorhanden sind, werden die Daten aus dem Basisjahr genommen und ggf. entsprechend des Bedarfs skaliert | [11 empty] | if available, business as usual (according to ongoing activities and action plans in place): if no data forecasts available we take the baseline data for the following years as well | [11 empty] | if available, business as usual (according to ongoing activities and action plans in place): if no data forecasts available we take the baseline data for the following years as well | [11 empty] | if available, business as usual (according to ongoing activities and action plans in place): if no data forecasts available we take the baseline data for the following years as well
1909 |  |  | Automatically interpolated to year today. Can be overwritten (in this case use red letters) | [21 empty] | Automatically interpolated to year today. Can be overwritten (in this case use red letters) | [11 empty] | Automatically interpolated to year today. Can be overwritten (in this case use red letters) | [12 empty] | Automatische Interpolation des aktuellen Jahre, basierend aus Basisjahr und fürtschreibung 2020. Kann überschrieben werden, falls daten vorhanden sind (in diesem Fall Schrift rot verwenden) | [11 empty] | Automatically interpolated to year today. Can be overwritten (in this case use red letters) | [11 empty] | Automatically interpolated to year today. Can be overwritten (in this case use red letters) | [11 empty] | Automatically interpolated to year today. Can be overwritten (in this case use red letters)
1910 |  |  | nice to have Helsinki specific factor otherwise we adapt standard data or other studies | [21 empty] | nice to have <Input for city name> specific factor otherwise we adapt standard data or other studies | [11 empty] | nice to have Helsinki specific factor otherwise we adapt standard data or other studies | [12 empty] | Daten spezifisch für Helsinki wären gut, ansonsten werden Standarddaten, oder andere Studien herangezogen | [11 empty] | nice to have Helsinki specific factor otherwise we adapt standard data or other studies | [11 empty] | nice to have Helsinki specific factor otherwise we adapt standard data or other studies | [11 empty] | nice to have Helsinki specific factor otherwise we adapt standard data or other studies
1911 |  |  | First data delivery | Date | [20 empty] | First data delivery | Date | [10 empty] | First data delivery | Date | [11 empty] | 1. Datenerhebung | Date | [10 empty] | First data delivery | Date | [10 empty] | First data delivery | Date | [10 empty] | First data delivery | Date
1912 |  |  | First update | Date | [20 empty] | First update | Date | [10 empty] | First update | Date | [11 empty] | 1. Datenaktualisierung | Date | [10 empty] | First update | Date | [10 empty] | First update | Date | [10 empty] | First update | Date
1913 |  |  | Second update | Date | [20 empty] | Second update | Date | [10 empty] | Second update | Date | [11 empty] | 2. Datenaktualisierung | Date | [10 empty] | Second update | Date | [10 empty] | Second update | Date | [10 empty] | Second update | Date
1914 |  |  | Third update | Date | [20 empty] | Third update | Date | [10 empty] | Third update | Date | [11 empty] | 3. Datenaktualisierung | Date | [10 empty] | Third update | Date | [10 empty] | Third update | Date | [10 empty] | Third update | Date
1915 | Data Overview: |  | Fourth update | Date | [20 empty] | Fourth update | Date | [10 empty] | Fourth update | Date | [11 empty] | 4. Datenaktualisierung | Date | [10 empty] | Fourth update | Date | [10 empty] | Fourth update | Date | [10 empty] | Fourth update | Date
1916 |  |  | Data Overview: | [21 empty] | Data Overview: | [11 empty] | Data Overview: | [12 empty] | Datenüberblick | [11 empty] | Data Overview: | [11 empty] | Data Overview: | [11 empty] | Data Overview:
1917 |  |  | Energy demand (electricity and heat) | [21 empty] | Energy demand (electricity and heat) | [11 empty] | Energy demand (electricity and heat) | [12 empty] | Energiebedarf | [11 empty] | Energy demand (electricity and heat) | [11 empty] | Energy demand (electricity and heat) | [11 empty] | Energy demand (electricity and heat)
1918 |  |  | Thermal losses | [21 empty] | Thermal losses | [11 empty] | Thermal losses | [12 empty] | Thermische Verluste | [11 empty] | Thermal losses | [11 empty] | Thermal losses | [11 empty] | Thermal losses
1919 | Lever Overview |  | Annual efficiency improvements BAU | [21 empty] | Annual efficiency improvements BAU | [11 empty] | Annual efficiency improvements BAU | [12 empty] | Jährliche Effizienzverbesserung | [11 empty] | Annual efficiency improvements BAU | [11 empty] | Annual efficiency improvements BAU | [11 empty] | Annual efficiency improvements BAU
1920 | Parameter sets | Parameter | [6 empty] | Data | Forecast Data |  |  |  | Data Specifications: please specify source of data and additional information regarding data quality | [12 empty] | Data | Forecast Data |  |  |  | Data Specifications: please specify source of data and additional information regarding data quality | [6 empty] | Data | Forecast Data |  |  |  |  | Data Specifications: please specify source of data and additional information regarding data quality | [6 empty] | Daten | Forecast Data |  |  |  | Daten Spezifikation: Quellen durchnummieren, links und Angaben zur Daten Qualität etc. | [6 empty] | Data | Forecast Data |  |  |  | Data Specifications: please specify source of data and additional information regarding data quality | [6 empty] | Data | Forecast Data |  |  |  | Data Specifications: please specify source of data and additional information regarding data quality | [6 empty] | Data | Forecast Data |  |  |  | Data Specifications: please specify source of data and additional information regarding data quality
1921 |  |  | Parameter unit of measure and description | unit of measure | left empty intentionally | left empty intentionally | left empty intentionally | left empty intentionally | Baseline | Today | 2020 | 2025 | 2050 | Reference/Source | Year of baseline data | Type of baseline data | Quality of data | Comments & limitations | conversion | conversion factor (International English to Master) | conversion factor (German to Master) | conversion factor (Chinese to Master) | conversion factor (Spanish to Master) | conversion factor (French to Master) | Parameter unit of measure and description | unit of measure | Baseline | Today | 2020 | 2025 | 2050 | Reference/Source | Year of baseline data | Type of baseline data | Quality of data | Comments & limitations | Parameter unit of measure and description | unit of measure | Baseline | Today | 2020 | 2025 | 2030 | 2050 | Reference/Source | Year of baseline data | Type of baseline data | Quality of data | Comments & limitations | Parameter | Einheit | Datenbasis | Heute | 2020 | 2025 | 2050 | Quelle | Jahr aus dem die Basisdaten sind | Art der Basisdaten | Qualität | Kommentare oder Einschränkungen z.B. Gültigkeit der Daten | Parameter unit of measure and description | unit of measure | Baseline | Today | 2020 | 2025 | 2050 | Reference/Source | Year of baseline data | Type of baseline data | Quality of data | Comments & limitations | Parameter unit of measure and description | unit of measure | Baseline | Today | 2020 | 2025 | 2050 | Reference/Source | Year of baseline data | Type of baseline data | Quality of data | Comments & limitations | Parameter unit of measure and description | unit of measure | Baseline | Today | 2020 | 2025 | 2050 | Reference/Source | Year of baseline data | Type of baseline data | Quality of data | Comments & limitations
1922 | [15 empty] | Average, City | Statistics | [16 empty] | Average, City | Statistics | [11 empty] | Average, City | Statistics | [10 empty] | Stadtmittelwert | Statistik | [10 empty] | Average, City | Statistics | [10 empty] | Average, City | Statistics | [10 empty] | Average, City | Statistics
1923 | [15 empty] | Example, city | Extrapolated | [16 empty] | Example, city | Extrapolated | [11 empty] | Example, city | Extrapolated | [10 empty] | Beispielfall, Stadt | Extrapoliert | [10 empty] | Example, city | Extrapolated | [10 empty] | Example, city | Extrapolated | [10 empty] | Example, city | Extrapolated
1924 | [15 empty] | Average, city close by | Calculated from statistics | [16 empty] | Average, city close by | Calculated from statistics | [11 empty] | Average, city close by | Calculated from statistics | [10 empty] | Mittelwert, Stadt in Region | Berechnet aus statistischen Werten | [10 empty] | Average, city close by | Calculated from statistics | [10 empty] | Average, city close by | Calculated from statistics | [10 empty] | Average, city close by | Calculated from statistics
1925 | [15 empty] | Examle, city close by | Calculated from stat. inc. assumptions | [16 empty] | Examle, city close by | Calculated from stat. inc. assumptions | [11 empty] | Examle, city close by | Calculated from stat. inc. assumptions | [10 empty] | Beispielfall, Stadt in Region | Berechnet aus stat. Werten unter Annahmen | [10 empty] | Examle, city close by | Calculated from stat. inc. assumptions | [10 empty] | Examle, city close by | Calculated from stat. inc. assumptions | [10 empty] | Examle, city close by | Calculated from stat. inc. assumptions
1926 | [15 empty] | Average, national | [17 empty] | Average, national | [12 empty] | Average, national | [11 empty] | Durchschnitt, national | [11 empty] | Average, national | [11 empty] | Average, national | [11 empty] | Average, national
1927 | [15 empty] | Example, country | [17 empty] | Example, country | [12 empty] | Example, country | [11 empty] | Beispiel, national | [11 empty] | Example, country | [11 empty] | Example, country | [11 empty] | Example, country
1928
1929
1930 | Electricity demand and efficiency increase |  | Electricity demand and efficiency increase | [21 empty] | Electricity demand and efficiency increase | [11 empty] | Electricity demand and efficiency increase | [12 empty] | Elektrizitätsbedarf und Effizienzsteigerung | [11 empty] | Electricity demand and efficiency increase | [11 empty] | Electricity demand and efficiency increase | [11 empty] | Electricity demand and efficiency increase
1931 | BA24_NR_Retail_,_small_scale_stores_and_shops | b_de_el_bl_nr_rs | Total electricity demand in baseline | Kilowatt hours per square square meter [kWh/m²*a] |  |  |  |  | 101.7 | 101.7 | 0 | 0 | 0 | ENERON | 2014 | Example, city | Extrapolated | Per heated floor area, n=19 | 3.1546 | 1 | 1 | 1 | 1 | 1 | Total electricity demand in baseline | Energy Use Intensity (EUI) or thousand BTU per square foot per year [kBtu/ft2 per yr] |  | 0 | [8 empty] | Total electricity demand in baseline | Kilowatt hours per square square meter [kWh/m²*a] | 101.7 | 101.7 |  |  |  |  | ENERON | 2014 | Example, city | Extrapolated | Per heated floor area, n=19 | Gesamt Elektrizitäts bedarf | Kilowatt stunden pro Quadratmeter pro Jahr (kWh/m2*a) |  | 0 | [8 empty] | Total electricity demand in baseline | Kilowatt hours per square square meter [kWh/m²*a] |  | 0 | [8 empty] | Total electricity demand in baseline | Kilowatt hours per square square meter [kWh/m²*a] |  | 0 | [8 empty] | Total electricity demand in baseline | Kilowatt hours per square square meter [kWh/m²*a] |  | 0
1932 |  |  | Share of electricity demand in baseline for | [21 empty] | Share of electricity demand in baseline for |  | 0% | 0% | 0% | 0% | 0% | [5 empty] | Share of electricity demand in baseline for |  | 100% | 100% | 0% | 0% |  | 0% | [5 empty] | Anteil Elektrizitäts bedarf für |  | 0% | 0% | 0% | 0% | 0% | [5 empty] | Share of electricity demand in baseline for |  | 0% | 0% | 0% | 0% | 0% | [5 empty] | Share of electricity demand in baseline for |  | 0% | 0% | 0% | 0% | 0% | [5 empty] | Share of electricity demand in baseline for |  | 0% | 0% | 0% | 0% | 0%
1933 | BA24_NR_Retail_,_small_scale_stores_and_shops | b_de_el_li_bl_sh_nr_rs | Lighting | Percent [0 to 100%] |  |  |  |  | 60% | 60% | 0% | 0% | 0% | Ministry of the Environment, D5 Suomen rakentamismääräyskokoelma, Rakennuksen energiankulutuksen ja lämmitystehontarpeen laskenta | 2007 | Example, city | Calculated from stat. inc. assumptions | According to Eneron the values in the regulations correspond well enough to older buildings as well. | 1 | 1 | 1 | 1 | 1 | 1 | Lighting | Percent [0 to 100%] |  | 0% | [8 empty] | Lighting | Percent [0 to 100%] | 60% | 60% |  |  |  |  | Ministry of the Environment, D5 Suomen rakentamismääräyskokoelma, Rakennuksen energiankulutuksen ja lämmitystehontarpeen laskenta | 2007 | Example, city | Calculated from stat. inc. assumptions | According to Eneron the values in the regulations correspond well enough to older buildings as well. | Beleuchtung | Prozent [0 bis 100%] |  | 0% | [8 empty] | Lighting | Percent [0 to 100%] |  | 0% | [8 empty] | Lighting | Percent [0 to 100%] |  | 0% | [8 empty] | Lighting | Percent [0 to 100%] |  | 0%
1934 | BA24_NR_Retail_,_small_scale_stores_and_shops | b_de_el_ap_bl_sh_nr_rs | Appliances | Percent [0 to 100%] |  |  |  |  | 0% | 0% | 0% | 0% | 0% | Ministry of the Environment, D5 Suomen rakentamismääräyskokoelma, Rakennuksen energiankulutuksen ja lämmitystehontarpeen laskenta | 2007 | Example, city | Calculated from stat. inc. assumptions | According to Eneron the values in the regulations correspond well enough to older buildings as well. | 1 | 1 | 1 | 1 | 1 | 1 | Appliances | Percent [0 to 100%] |  | 0% | [8 empty] | Appliances | Percent [0 to 100%] |  | 0% |  |  |  |  | Ministry of the Environment, D5 Suomen rakentamismääräyskokoelma, Rakennuksen energiankulutuksen ja lämmitystehontarpeen laskenta | 2007 | Example, city | Calculated from stat. inc. assumptions | According to Eneron the values in the regulations correspond well enough to older buildings as well. | Geräte/Techniks | Prozent [0 bis 100%] |  | 0% | [8 empty] | Appliances | Percent [0 to 100%] |  | 0% | [8 empty] | Appliances | Percent [0 to 100%] |  | 0% | [8 empty] | Appliances | Percent [0 to 100%] |  | 0%
1935 | BA24_NR_Retail_,_small_scale_stores_and_shops | b_de_el_ve_bl_sh_nr_rs | Ventilation | Percent [0 to 100%] |  |  |  |  | 21% | 21% | 0% | 0% | 0% | Ministry of the Environment, D5 Suomen rakentamismääräyskokoelma, Rakennuksen energiankulutuksen ja lämmitystehontarpeen laskenta | 2007 | Example, city | Calculated from stat. inc. assumptions | According to Eneron the values in the regulations correspond well enough to older buildings as well. | 1 | 1 | 1 | 1 | 1 | 1 | Ventilation | Percent [0 to 100%] |  | 0% | [8 empty] | Ventilation | Percent [0 to 100%] | 21% | 21% |  |  |  |  | Ministry of the Environment, D5 Suomen rakentamismääräyskokoelma, Rakennuksen energiankulutuksen ja lämmitystehontarpeen laskenta | 2007 | Example, city | Calculated from stat. inc. assumptions | According to Eneron the values in the regulations correspond well enough to older buildings as well. | Lüftung | Prozent [0 bis 100%] |  | 0% | [8 empty] | Ventilation | Percent [0 to 100%] |  | 0% | [8 empty] | Ventilation | Percent [0 to 100%] |  | 0% | [8 empty] | Ventilation | Percent [0 to 100%] |  | 0%
1936 | BA24_NR_Retail_,_small_scale_stores_and_shops | b_de_el_ot_bl_sh_nr_rs | Other | Percent [0 to 100%] |  |  |  |  | 19% | 19% | 0% | 0% | 0% | Ministry of the Environment, D5 Suomen rakentamismääräyskokoelma, Rakennuksen energiankulutuksen ja lämmitystehontarpeen laskenta | 2007 | Example, city | Calculated from stat. inc. assumptions | According to Eneron the values in the regulations correspond well enough to older buildings as well. | 1 | 1 | 1 | 1 | 1 | 1 | Other | Percent [0 to 100%] |  | 0% | [8 empty] | Other | Percent [0 to 100%] | 19% | 19% |  |  |  |  | Ministry of the Environment, D5 Suomen rakentamismääräyskokoelma, Rakennuksen energiankulutuksen ja lämmitystehontarpeen laskenta | 2007 | Example, city | Calculated from stat. inc. assumptions | According to Eneron the values in the regulations correspond well enough to older buildings as well. | "Andere" | Prozent [0 bis 100%] |  | 0% | [8 empty] | Other | Percent [0 to 100%] |  | 0% | [8 empty] | Other | Percent [0 to 100%] |  | 0% | [8 empty] | Other | Percent [0 to 100%] |  | 0%
1937 |  |  | BAU annual efficiency increase decreasing electricity demand for | [21 empty] | BAU annual efficiency increase decreasing electricity demand for | [11 empty] | BAU annual efficiency increase decreasing electricity demand for | [12 empty] | Jährliche Effizienzverbesserung /verschlechtungen [-100 to 100%], des Elektrizitätsbedarf für | [11 empty] | BAU annual efficiency increase decreasing electricity demand for | [11 empty] | BAU annual efficiency increase decreasing electricity demand for | [11 empty] | BAU annual efficiency increase decreasing electricity demand for
1938 | BA10_Residentials | b_li_ei_nr_rs | Lighting /Lamp stock | Percent [-100 to 100%] | 3 | Excel |  |  | 0% | 0% | 0% | 0% | 0% | [5 empty] | 1 | 1 | 1 | 1 | 1 | 1 | Lighting /Lamp stock | Percent [-100 to 100%] |  | 0% | [8 empty] | Lighting /Lamp stock | Percent [-100 to 100%] |  | 0% | [9 empty] | Beleuchtung | Prozent [-100 bis 100%] |  | 0% | [8 empty] | Lighting /Lamp stock | Percent [-100 to 100%] |  | 0% | [8 empty] | Lighting /Lamp stock | Percent [-100 to 100%] |  | 0% | [8 empty] | Lighting /Lamp stock | Percent [-100 to 100%] |  | 0%
1939 | BA24_NR_Retail_,_small_scale_stores_and_shops | b_de_el_ap_ei_nr_rs | Appliances | Percent [-100 to 100%] |  |  |  |  | 0% | 0% | 0% | 0% | 0% | [5 empty] | 1 | 1 | 1 | 1 | 1 | 1 | Appliances | Percent [-100 to 100%] |  | 0% | [8 empty] | Appliances | Percent [-100 to 100%] |  | 0% | [9 empty] | Geräte/Technik | Prozent [-100 bis 100%] |  | 0% | [8 empty] | Appliances | Percent [-100 to 100%] |  | 0% | [8 empty] | Appliances | Percent [-100 to 100%] |  | 0% | [8 empty] | Appliances | Percent [-100 to 100%] |  | 0%
1940 | BA24_NR_Retail_,_small_scale_stores_and_shops | b_de_el_ve_ei_nr_rs | Ventilation | Percent [-100 to 100%] |  |  |  |  | 0% | 0% | 0% | 0% | 0% | [5 empty] | 1 | 1 | 1 | 1 | 1 | 1 | Ventilation | Percent [-100 to 100%] |  | 0% | [8 empty] | Ventilation | Percent [-100 to 100%] |  | 0% | [9 empty] | Lüftung | Prozent [-100 bis 100%] |  | 0% | [8 empty] | Ventilation | Percent [-100 to 100%] |  | 0% | [8 empty] | Ventilation | Percent [-100 to 100%] |  | 0% | [8 empty] | Ventilation | Percent [-100 to 100%] |  | 0%
1941 | BA24_NR_Retail_,_small_scale_stores_and_shops | b_de_el_ot_ei_nr_rs | Other | Percent [-100 to 100%] |  |  |  |  | 0% | 0% | 0% | 0% | 0% | [5 empty] | 1 | 1 | 1 | 1 | 1 | 1 | Other | Percent [-100 to 100%] |  | 0% | [8 empty] | Other | Percent [-100 to 100%] |  | 0% | [9 empty] | Andere | Prozent [-100 bis 100%] |  | 0% | [8 empty] | Other | Percent [-100 to 100%] |  | 0% | [8 empty] | Other | Percent [-100 to 100%] |  | 0% | [8 empty] | Other | Percent [-100 to 100%] |  | 0%
1942
1943 | Cooling demand and efficiency increase |  | Cooling demand and efficiency increase | [21 empty] | Cooling demand and efficiency increase | [11 empty] | Cooling demand and efficiency increase | [12 empty] | Kältebedarf und Effizienzsteigerung | [11 empty] | Cooling demand and efficiency increase | [11 empty] | Cooling demand and efficiency increase | [11 empty] | Cooling demand and efficiency increase
1944 | BA24_NR_Retail_,_small_scale_stores_and_shops | b_de_co_bl_nr_rs | Total cooling demand in baseline | Kilowatt hours per square square meter [kWh/m²*a] |  |  |  |  | 5.61 | 5.61 | 7.778 | 7.778 | 7.778 | Helsingin 30 % päästövähennysselvitys http://www.hel.fi/static/ymk/julkaisut/julkaisu-07-14.pdf | 2015 | Average, City | Calculated from statistics | city's district cooling demand allocated to all non residential buildings equally, according to their m2 | 3.1546 | 1 | 1 | 1 | 1 | 1 | Total cooling demand in baseline | Energy Use Intensity (EUI) or thousand BTU per square foot per year [kBtu/ft2 per yr] |  | 0 | [8 empty] | Total cooling demand in baseline | Kilowatt hours per square square meter [kWh/m²*a] | 5.61 | 5.61 | 7.778 | 7.778 | 7.778 | 7.778 | Helsingin 30 % päästövähennysselvitys http://www.hel.fi/static/ymk/julkaisut/julkaisu-07-14.pdf | 2015 | Average, City | Calculated from statistics | city's district cooling demand allocated to all non residential buildings equally, according to their m2 | Gesamt Kältebedarf | Kilowatt stunden pro Quadratmeter pro Jahr (kWh/m2*a) |  | 0 | [8 empty] | Total cooling demand in baseline | Kilowatt hours per square square meter [kWh/m²*a] |  | 0 | [8 empty] | Total cooling demand in baseline | Kilowatt hours per square square meter [kWh/m²*a] |  | 0 | [8 empty] | Total cooling demand in baseline | Kilowatt hours per square square meter [kWh/m²*a] |  | 0
1945 |  |  | Share of cooling demand in baseline due to | [21 empty] | Share of cooling demand in baseline due to |  | 0% | 0% | 0% | 0% | 0% | [5 empty] | Share of cooling demand in baseline due to |  | 0% | 0% | 0% | 0% |  | 0% | [5 empty] | Anteil Kältebedarf für |  | 0% | 0% | 0% | 0% | 0% | [5 empty] | Share of cooling demand in baseline due to |  | 0% | 0% | 0% | 0% | 0% | [5 empty] | Share of cooling demand in baseline due to |  | 0% | 0% | 0% | 0% | 0% | [5 empty] | Share of cooling demand in baseline due to |  | 0% | 0% | 0% | 0% | 0%
1946 | BA24_NR_Retail_,_small_scale_stores_and_shops | b_de_co_le_bl_sh_nr_rs | Infiltration | Percent [0 to 100%] |  |  |  |  | 0% | 0% | 0% | 0% | 0% | [5 empty] | 1 | 1 | 1 | 1 | 1 | 1 | Infiltration | Percent [0 to 100%] |  | 0% | [8 empty] | Infiltration | Percent [0 to 100%] |  | 0% | [9 empty] | Infiltration | Prozent [0 bis 100%] |  | 0% | [8 empty] | Infiltration | Percent [0 to 100%] |  | 0% | [8 empty] | Infiltration | Percent [0 to 100%] |  | 0% | [8 empty] | Infiltration | Percent [0 to 100%] |  | 0%
1947 | BA24_NR_Retail_,_small_scale_stores_and_shops | b_de_co_ve_bl_sh_nr_rs | Ventilation | Percent [0 to 100%] |  |  |  |  | 0% | 0% | 0% | 0% | 0% | [5 empty] | 1 | 1 | 1 | 1 | 1 | 1 | Ventilation | Percent [0 to 100%] |  | 0% | [8 empty] | Ventilation | Percent [0 to 100%] |  | 0% | [9 empty] | Lüftung | Prozent [0 bis 100%] |  | 0% | [8 empty] | Ventilation | Percent [0 to 100%] |  | 0% | [8 empty] | Ventilation | Percent [0 to 100%] |  | 0% | [8 empty] | Ventilation | Percent [0 to 100%] |  | 0%
1948 | BA24_NR_Retail_,_small_scale_stores_and_shops | b_de_co_wa_bl_sh_nr_rs | Losses through walls through transmission | Percent [0 to 100%] |  |  |  |  | 0% | 0% | 0% | 0% | 0% | [5 empty] | 1 | 1 | 1 | 1 | 1 | 1 | Losses through walls through transmission | Percent [0 to 100%] |  | 0% | [8 empty] | Losses through walls through transmission | Percent [0 to 100%] |  | 0% | [9 empty] | Verluste durch Wanddurchgang (transmission) | Prozent [0 bis 100%] |  | 0% | [8 empty] | Losses through walls through transmission | Percent [0 to 100%] |  | 0% | [8 empty] | Losses through walls through transmission | Percent [0 to 100%] |  | 0% | [8 empty] | Losses through walls through transmission | Percent [0 to 100%] |  | 0%
1949 | BA24_NR_Retail_,_small_scale_stores_and_shops | b_de_co_wi_sr_bl_sh_nr_rs | Heat input by solar radiation through windows | Percent [0 to 100%] |  |  |  |  | 0% | 0% | 0% | 0% | 0% | [5 empty] | 1 | 1 | 1 | 1 | 1 | 1 | Heat input by solar radiation through windows | Percent [0 to 100%] |  | 0% | [8 empty] | Heat input by solar radiation through windows | Percent [0 to 100%] |  | 0% | [9 empty] | Wärmeeintrag durch Fenster (solar radiation) | Prozent [0 bis 100%] |  | 0% | [8 empty] | Heat input by solar radiation through windows | Percent [0 to 100%] |  | 0% | [8 empty] | Heat input by solar radiation through windows | Percent [0 to 100%] |  | 0% | [8 empty] | Heat input by solar radiation through windows | Percent [0 to 100%] |  | 0%
1950 | BA24_NR_Retail_,_small_scale_stores_and_shops | b_de_co_wi_tr_bl_sh_nr_rs | Losses through windows through transmission | Percent [0 to 100%] |  |  |  |  | 0% | 0% | 0% | 0% | 0% | [5 empty] | 1 | 1 | 1 | 1 | 1 | 1 | Losses through windows through transmission | Percent [0 to 100%] |  | 0% | [8 empty] | Losses through windows through transmission | Percent [0 to 100%] |  | 0% | [9 empty] | Verluste durch Fensterdurchgang (transmission) | Prozent [0 bis 100%] |  | 0% | [8 empty] | Losses through windows through transmission | Percent [0 to 100%] |  | 0% | [8 empty] | Losses through windows through transmission | Percent [0 to 100%] |  | 0% | [8 empty] | Losses through windows through transmission | Percent [0 to 100%] |  | 0%
1951 | BA24_NR_Retail_,_small_scale_stores_and_shops | b_de_co_ot_bl_sh_nr_rs | Other effects (e.g. people, electrical Appliances) | Percent [0 to 100%] |  |  |  |  | 0% | 0% | 0% | 0% | 0% | [5 empty] | 1 | 1 | 1 | 1 | 1 | 1 | Other effects (e.g. people, electrical Appliances) | Percent [0 to 100%] |  | 0% | [8 empty] | Other effects (e.g. people, electrical Appliances) | Percent [0 to 100%] |  | 0% | [9 empty] | Andere Effekts (e.g. Personen, Geräte/Technik) | Prozent [0 bis 100%] |  | 0% | [8 empty] | Other effects (e.g. people, electrical Appliances) | Percent [0 to 100%] |  | 0% | [8 empty] | Other effects (e.g. people, electrical Appliances) | Percent [0 to 100%] |  | 0% | [8 empty] | Other effects (e.g. people, electrical Appliances) | Percent [0 to 100%] |  | 0%
1952 |  |  | BAU annual efficiency increase, decreasing cooling demand due to losses through | [21 empty] | BAU annual efficiency increase, decreasing cooling demand due to losses through | [11 empty] | BAU annual efficiency increase, decreasing cooling demand due to losses through | [12 empty] | Jährliche Effizienzverbesserung/verschlechterung [-100 to 100%], des Kältebedarfs durch | [11 empty] | BAU annual efficiency increase, decreasing cooling demand due to losses through | [11 empty] | BAU annual efficiency increase, decreasing cooling demand due to losses through | [11 empty] | BAU annual efficiency increase, decreasing cooling demand due to losses through
1953 | BA24_NR_Retail_,_small_scale_stores_and_shops | b_de_co_le_ei_nr_rs | Infiltration | Percent [-100 to 100%] |  |  |  |  | 0% | 0% | 0% | 0% | 0% | [5 empty] | 1 | 1 | 1 | 1 | 1 | 1 | Infiltration | Percent [-100 to 100%] |  | 0% | [8 empty] | Infiltration | Percent [-100 to 100%] |  | 0% | [9 empty] | Verluste durch Infiltration | Prozent [-100 bis 100%] |  | 0% | [8 empty] | Infiltration | Percent [-100 to 100%] |  | 0% | [8 empty] | Infiltration | Percent [-100 to 100%] |  | 0% | [8 empty] | Infiltration | Percent [-100 to 100%] |  | 0%
1954 | BA24_NR_Retail_,_small_scale_stores_and_shops | b_de_co_ve_ei_nr_rs | Ventilation | Percent [-100 to 100%] |  |  |  |  | 0% | 0% | 0% | 0% | 0% | [5 empty] | 1 | 1 | 1 | 1 | 1 | 1 | Ventilation | Percent [-100 to 100%] |  | 0% | [8 empty] | Ventilation | Percent [-100 to 100%] |  | 0% | [9 empty] | Verluste durch Lüftung | Prozent [-100 bis 100%] |  | 0% | [8 empty] | Ventilation | Percent [-100 to 100%] |  | 0% | [8 empty] | Ventilation | Percent [-100 to 100%] |  | 0% | [8 empty] | Ventilation | Percent [-100 to 100%] |  | 0%
1955 | BA24_NR_Retail_,_small_scale_stores_and_shops | b_de_co_ot_ei_nr_rs | Other (e.g. electric appliances, people) | Percent [-100 to 100%] |  |  |  |  | 0% | 0% | 0% | 0% | 0% | [5 empty] | 1 | 1 | 1 | 1 | 1 | 1 | Other (e.g. electric appliances, people) | Percent [-100 to 100%] |  | 0% | [8 empty] | Other (e.g. electric appliances, people) | Percent [-100 to 100%] |  | 0% | [9 empty] | Andere Effekts (e.g. Personen, Geräte/Technik) | Prozent [-100 bis 100%] |  | 0% | [8 empty] | Other (e.g. electric appliances, people) | Percent [-100 to 100%] |  | 0% | [8 empty] | Other (e.g. electric appliances, people) | Percent [-100 to 100%] |  | 0% | [8 empty] | Other (e.g. electric appliances, people) | Percent [-100 to 100%] |  | 0%
1956
1957 | Heat demand including warm water and efficiency increase |  | Heat demand including warm water and efficiency increase | [21 empty] | Heat demand including warm water and efficiency increase | [11 empty] | Heat demand including warm water and efficiency increase | [12 empty] | Wärmebedarf inklusive Warmwasser und Effizienzsteigerung | [11 empty] | Heat demand including warm water and efficiency increase | [11 empty] | Heat demand including warm water and efficiency increase | [11 empty] | Heat demand including warm water and efficiency increase
1958 | BA24_NR_Retail_,_small_scale_stores_and_shops | b_de_he_bl_nr_rs | Total heat demand in baseline | Kilowatt hours per square square meter [kWh/m²*a] |  |  |  |  | 99.1 | 99.1 | 0 | 0 | 0 | ENERON | 2014 | Example, city | Extrapolated | Per heated floor area, n=19 | 3.1546 | 1 | 1 | 1 | 1 | 1 | Total heat demand in baseline | Energy Use Intensity (EUI) or thousand BTU per square foot per year [kBtu/ft2 per yr] |  | 0 | [8 empty] | Total heat demand in baseline | Kilowatt hours per square square meter [kWh/m²*a] | 99.1 | 99.1 |  |  |  |  | ENERON | 2014 | Example, city | Extrapolated | Per heated floor area, n=19 | Gesamt Wärmebedarf | Kilowatt stunden pro Quadratmeter pro Jahr (kWh/m2*a) |  | 0 | [8 empty] | Total heat demand in baseline | Kilowatt hours per square square meter [kWh/m²*a] |  | 0 | [8 empty] | Total heat demand in baseline | Kilowatt hours per square square meter [kWh/m²*a] |  | 0 | [8 empty] | Total heat demand in baseline | Kilowatt hours per square square meter [kWh/m²*a] |  | 0
1959 |  |  | Share of baseline heat demand due to losses through | [21 empty] | Share of baseline heat demand due to losses through |  | 0% | 0% | 0% | 0% | 0% | [5 empty] | Share of baseline heat demand due to losses through |  | 0% | 0% | 0% | 0% |  | 0% | [5 empty] | Anteil Wärmebedarf durch Verluste von |  | 0% | 0% | 0% | 0% | 0% | [5 empty] | Share of baseline heat demand due to losses through |  | 0% | 0% | 0% | 0% | 0% | [5 empty] | Share of baseline heat demand due to losses through |  | 0% | 0% | 0% | 0% | 0% | [5 empty] | Share of baseline heat demand due to losses through |  | 0% | 0% | 0% | 0% | 0%
1960 | BA24_NR_Retail_,_small_scale_stores_and_shops | b_de_he_le_bl_sh_nr_rs | Infiltration | Percent [0 to 100%] |  |  |  |  | 0% | 0% | 0% | 0% | 0% | [5 empty] | 1 | 1 | 1 | 1 | 1 | 1 | Infiltration | Percent [0 to 100%] |  | 0% | [8 empty] | Infiltration | Percent [0 to 100%] |  | 0% | [9 empty] | Infiltration | Prozent [0 bis 100%] |  | 0% | [8 empty] | Infiltration | Percent [0 to 100%] |  | 0% | [8 empty] | Infiltration | Percent [0 to 100%] |  | 0% | [8 empty] | Infiltration | Percent [0 to 100%] |  | 0%
1961 | BA24_NR_Retail_,_small_scale_stores_and_shops | b_de_he_ve_bl_sh_nr_rs | Ventilation | Percent [0 to 100%] |  |  |  |  | 0% | 0% | 0% | 0% | 0% | [5 empty] | 1 | 1 | 1 | 1 | 1 | 1 | Ventilation | Percent [0 to 100%] |  | 0% | [8 empty] | Ventilation | Percent [0 to 100%] |  | 0% | [9 empty] | Lüftung | Prozent [0 bis 100%] |  | 0% | [8 empty] | Ventilation | Percent [0 to 100%] |  | 0% | [8 empty] | Ventilation | Percent [0 to 100%] |  | 0% | [8 empty] | Ventilation | Percent [0 to 100%] |  | 0%
1962 | BA24_NR_Retail_,_small_scale_stores_and_shops | b_de_he_wa_bl_sh_nr_rs | Walls | Percent [0 to 100%] |  |  |  |  | 0% | 0% | 0% | 0% | 0% | [5 empty] | 1 | 1 | 1 | 1 | 1 | 1 | Walls | Percent [0 to 100%] |  | 0% | [8 empty] | Walls | Percent [0 to 100%] |  | 0% | [9 empty] | Wand | Prozent [0 bis 100%] |  | 0% | [8 empty] | Walls | Percent [0 to 100%] |  | 0% | [8 empty] | Walls | Percent [0 to 100%] |  | 0% | [8 empty] | Walls | Percent [0 to 100%] |  | 0%
1963 | BA24_NR_Retail_,_small_scale_stores_and_shops | b_de_he_wi_bl_sh_nr_rs | Windows | Percent [0 to 100%] |  |  |  |  | 0% | 0% | 0% | 0% | 0% | [5 empty] | 1 | 1 | 1 | 1 | 1 | 1 | Windows | Percent [0 to 100%] |  | 0% | [8 empty] | Windows | Percent [0 to 100%] |  | 0% | [9 empty] | Fenster | Prozent [0 bis 100%] |  | 0% | [8 empty] | Windows | Percent [0 to 100%] |  | 0% | [8 empty] | Windows | Percent [0 to 100%] |  | 0% | [8 empty] | Windows | Percent [0 to 100%] |  | 0%
1964 | BA24_NR_Retail_,_small_scale_stores_and_shops | b_de_he_fl_bl_sh_nr_rs | Floors | Percent [0 to 100%] |  |  |  |  | 0% | 0% | 0% | 0% | 0% | [5 empty] | 1 | 1 | 1 | 1 | 1 | 1 | Floors | Percent [0 to 100%] |  | 0% | [8 empty] | Floors | Percent [0 to 100%] |  | 0% | [9 empty] | Boden | Prozent [0 bis 100%] |  | 0% | [8 empty] | Floors | Percent [0 to 100%] |  | 0% | [8 empty] | Floors | Percent [0 to 100%] |  | 0% | [8 empty] | Floors | Percent [0 to 100%] |  | 0%
1965 | BA24_NR_Retail_,_small_scale_stores_and_shops | b_de_he_ro_bl_sh_nr_rs | Roofs | Percent [0 to 100%] |  |  |  |  | 0% | 0% | 0% | 0% | 0% | [5 empty] | 1 | 1 | 1 | 1 | 1 | 1 | Roofs | Percent [0 to 100%] |  | 0% | [8 empty] | Roofs | Percent [0 to 100%] |  | 0% | [9 empty] | Dach | Prozent [0 bis 100%] |  | 0% | [8 empty] | Roofs | Percent [0 to 100%] |  | 0% | [8 empty] | Roofs | Percent [0 to 100%] |  | 0% | [8 empty] | Roofs | Percent [0 to 100%] |  | 0%
1966 | BA24_NR_Retail_,_small_scale_stores_and_shops | b_de_he_ot_bl_sh_nr_rs | Other | Percent [0 to 100%] |  |  |  |  | 0% | 0% | 0% | 0% | 0% | [5 empty] | 1 | 1 | 1 | 1 | 1 | 1 | Other | Percent [0 to 100%] |  | 0% | [8 empty] | Other | Percent [0 to 100%] |  | 0% | [9 empty] | Andere | Prozent [0 bis 100%] |  | 0% | [8 empty] | Other | Percent [0 to 100%] |  | 0% | [8 empty] | Other | Percent [0 to 100%] |  | 0% | [8 empty] | Other | Percent [0 to 100%] |  | 0%
1967 | BA24_NR_Retail_,_small_scale_stores_and_shops | b_de_he_ww_bl_sh_nr_rs | Share of heat demand for warm water in baseline | Percent [0 to 100%] |  |  |  |  | 0% | 0% | 0% | 0% | 0% | [5 empty] | 1 | 1 | 1 | 1 | 1 | 1 | Share of heat demand for warm water in baseline | Percent [0 to 100%] |  | 0% | [8 empty] | Share of heat demand for warm water in baseline | Percent [0 to 100%] |  | 0% | [9 empty] | Anteil Wärmebedarf für Warmwasser | Prozent [0 bis 100%] |  | 0% | [8 empty] | Share of heat demand for warm water in baseline | Percent [0 to 100%] |  | 0% | [8 empty] | Share of heat demand for warm water in baseline | Percent [0 to 100%] |  | 0% | [8 empty] | Share of heat demand for warm water in baseline | Percent [0 to 100%] |  | 0%
1968 |  |  | BAU annual efficiency increase, decreasing thermal losses through | [21 empty] | BAU annual efficiency increase, decreasing thermal losses through | [11 empty] | BAU annual efficiency increase, decreasing thermal losses through | [12 empty] | Jährliche Effizienzverbesserung/verschlechterung [-100 to 100%], des Wärmebedarfs durch | [11 empty] | BAU annual efficiency increase, decreasing thermal losses through | [11 empty] | BAU annual efficiency increase, decreasing thermal losses through | [11 empty] | BAU annual efficiency increase, decreasing thermal losses through
1969 | BA24_NR_Retail_,_small_scale_stores_and_shops | b_de_he_le_ei_nr_rs | Infiltration | Percent [-100 to 100%] |  |  |  |  | 0% | 0% | 0% | 0% | 0% | [5 empty] | 1 | 1 | 1 | 1 | 1 | 1 | Infiltration | Percent [-100 to 100%] |  | 0% | [8 empty] | Infiltration | Percent [-100 to 100%] |  | 0% | [9 empty] | Infiltration | Prozent [-100 bis 100%] |  | 0% | [8 empty] | Infiltration | Percent [-100 to 100%] |  | 0% | [8 empty] | Infiltration | Percent [-100 to 100%] |  | 0% | [8 empty] | Infiltration | Percent [-100 to 100%] |  | 0%
1970 | BA24_NR_Retail_,_small_scale_stores_and_shops | b_de_he_ve_ei_nr_rs | Ventilation | Percent [-100 to 100%] |  |  |  |  | 0% | 0% | 0% | 0% | 0% | [5 empty] | 1 | 1 | 1 | 1 | 1 | 1 | Ventilation | Percent [-100 to 100%] |  | 0% | [8 empty] | Ventilation | Percent [-100 to 100%] |  | 0% | [9 empty] | Lüftung | Prozent [-100 bis 100%] |  | 0% | [8 empty] | Ventilation | Percent [-100 to 100%] |  | 0% | [8 empty] | Ventilation | Percent [-100 to 100%] |  | 0% | [8 empty] | Ventilation | Percent [-100 to 100%] |  | 0%
1971 | BA24_NR_Retail_,_small_scale_stores_and_shops | b_de_he_fl_ei_nr_rs | Floors | Percent [-100 to 100%] |  |  |  |  | 0% | 0% | 0% | 0% | 0% | [5 empty] | 1 | 1 | 1 | 1 | 1 | 1 | Floors | Percent [-100 to 100%] |  | 0% | [8 empty] | Floors | Percent [-100 to 100%] |  | 0% | [9 empty] | Boden | Prozent [-100 bis 100%] |  | 0% | [8 empty] | Floors | Percent [-100 to 100%] |  | 0% | [8 empty] | Floors | Percent [-100 to 100%] |  | 0% | [8 empty] | Floors | Percent [-100 to 100%] |  | 0%
1972 | BA24_NR_Retail_,_small_scale_stores_and_shops | b_de_he_ro_ei_nr_rs | Roofs | Percent [-100 to 100%] |  |  |  |  | 0% | 0% | 0% | 0% | 0% | [5 empty] | 1 | 1 | 1 | 1 | 1 | 1 | Roofs | Percent [-100 to 100%] |  | 0% | [8 empty] | Roofs | Percent [-100 to 100%] |  | 0% | [9 empty] | Dach | Prozent [-100 bis 100%] |  | 0% | [8 empty] | Roofs | Percent [-100 to 100%] |  | 0% | [8 empty] | Roofs | Percent [-100 to 100%] |  | 0% | [8 empty] | Roofs | Percent [-100 to 100%] |  | 0%
1973 | BA24_NR_Retail_,_small_scale_stores_and_shops | b_de_he_ot_ei_nr_rs | Other reasons | Percent [-100 to 100%] |  |  |  |  | 0% | 0% | 0% | 0% | 0% | [5 empty] | 1 | 1 | 1 | 1 | 1 | 1 | Other reasons | Percent [-100 to 100%] |  | 0% | [8 empty] | Other reasons | Percent [-100 to 100%] |  | 0% | [9 empty] | Andere | Prozent [-100 bis 100%] |  | 0% | [8 empty] | Other reasons | Percent [-100 to 100%] |  | 0% | [8 empty] | Other reasons | Percent [-100 to 100%] |  | 0% | [8 empty] | Other reasons | Percent [-100 to 100%] |  | 0%
1974 | BA24_NR_Retail_,_small_scale_stores_and_shops | b_de_he_ww_ei_nr_rs | BAU annual Efficiency increase, decreasing warm water demand | Percent [-100 to 100%] |  |  |  |  | 0% | 0% | 0% | 0% | 0% | [5 empty] | 1 | 1 | 1 | 1 | 1 | 1 | BAU annual Efficiency increase, decreasing warm water demand | Percent [-100 to 100%] |  | 0% | [8 empty] | BAU annual Efficiency increase, decreasing warm water demand | Percent [-100 to 100%] |  | 0% | [9 empty] | Jährliche Effizienzverbesserung/verschlechtung Warmwasserbedarf | Prozent [-100 bis 100%] |  | 0% | [8 empty] | BAU annual Efficiency increase, decreasing warm water demand | Percent [-100 to 100%] |  | 0% | [8 empty] | BAU annual Efficiency increase, decreasing warm water demand | Percent [-100 to 100%] |  | 0% | [8 empty] | BAU annual Efficiency increase, decreasing warm water demand | Percent [-100 to 100%] |  | 0%
1975
1976 | Lever specific parameter |  | Lever specific parameter | [21 empty] | Lever specific parameter | [11 empty] | Lever specific parameter | [12 empty] | Hebel spezifische Parameter | [11 empty] | Lever specific parameter | [11 empty] | Lever specific parameter | [11 empty] | Lever specific parameter
1977 | BA24_NR_Retail_,_small_scale_stores_and_shops | b_ra_waa_nr_rs | Ratio of wall area / effective area | Ratio [-] |  |  |  |  | 0 | 0 | 0 | 0 | 0 | [5 empty] | 1 | 1 | 1 | 1 | 1 | 1 | Ratio of wall area / effective area | Ratio [-] |  | 0 | [8 empty] | Ratio of wall area / effective area | Ratio [-] |  | 0 | [9 empty] | Verhältnis zwischen Wandfläche / effektive Fläche | Ratio [-] |  | 0 | [8 empty] | Ratio of wall area / effective area | Ratio [-] |  | 0 | [8 empty] | Ratio of wall area / effective area | Ratio [-] |  | 0 | [8 empty] | Ratio of wall area / effective area | Ratio [-] |  | 0
1978 | BA24_NR_Retail_,_small_scale_stores_and_shops | b_ra_wwa_nr_rs | Ratio of window/effective area | Ratio [-] |  |  |  |  | 0 | 0 | 0 | 0 | 0 | [5 empty] | 1 | 1 | 1 | 1 | 1 | 1 | Ratio of window/effective area | Ratio [-] |  | 0 | [8 empty] | Ratio of window/effective area | Ratio [-] |  | 0 | [9 empty] | Verhältnis zwischen Fenster/effektive Fläche | Ratio [-] |  | 0 | [8 empty] | Ratio of window/effective area | Ratio [-] |  | 0 | [8 empty] | Ratio of window/effective area | Ratio [-] |  | 0 | [8 empty] | Ratio of window/effective area | Ratio [-] |  | 0
1979 | BA24_NR_Retail_,_small_scale_stores_and_shops | b_gl_uv_wi_bl_nr_rs | U-value of windows in baseline (R=1/U) | U Value [Watts/square meter Kelvin] [W/m²*K] |  |  |  |  | 0 | 0 | 0 | 0 | 0 | [5 empty] | 5.6783 | 1 | 1 | 1 | 1 | 1 | U-value of windows in baseline (R=1/U) | Btu per square foot per degree Farenheit per hour [Btu/ft2*0F*h] |  | 0 | [8 empty] | U-value of windows in baseline (R=1/U) | U Value [Watts/square meter Kelvin] [W/m²*K] |  | 0 | [9 empty] | U-value Fenster (R=1/U) | U Value [Watts/square meter Kelvin] [W/m²*K] |  | 0 | [8 empty] | U-value of windows in baseline (R=1/U) | U Value [Watts/square meter Kelvin] [W/m²*K] |  | 0 | [8 empty] | U-value of windows in baseline (R=1/U) | U Value [Watts/square meter Kelvin] [W/m²*K] |  | 0 | [8 empty] | U-value of windows in baseline (R=1/U) | U Value [Watts/square meter Kelvin] [W/m²*K] |  | 0
1980 | BA24_NR_Retail_,_small_scale_stores_and_shops | b_gl_gv_wi_bl_nr_rs | Solar heat gain coefficient "G-Value" of windows in baseline | Percent [0 to 100%] |  |  |  |  | 0% | 0% | 0% | 0% | 0% | [5 empty] | 1 | 1 | 1 | 1 | 1 | 1 | Solar heat gain coefficient "G-Value" of windows in baseline | Percent [0 to 100%] |  | 0% | [8 empty] | Solar heat gain coefficient "G-Value" of windows in baseline | Percent [0 to 100%] |  | 0% | [9 empty] | Solar Wärmezuwachskoeffizient "G-Value" Fenster | Prozent [0 bis 100%] |  | 0% | [8 empty] | Solar heat gain coefficient "G-Value" of windows in baseline | Percent [0 to 100%] |  | 0% | [8 empty] | Solar heat gain coefficient "G-Value" of windows in baseline | Percent [0 to 100%] |  | 0% | [8 empty] | Solar heat gain coefficient "G-Value" of windows in baseline | Percent [0 to 100%] |  | 0%
1981 | BA24_NR_Retail_,_small_scale_stores_and_shops | b_gl_gv_wi_ei_nr_rs | BAU annual efficiency increase of G-value of windows | Percent [-100 to 100%] |  |  |  |  | 0% | 0% | 0% | 0% | 0% | [5 empty] | 1 | 1 | 1 | 1 | 1 | 1 | BAU annual efficiency increase of G-value of windows | Percent [-100 to 100%] |  | 0% | [8 empty] | BAU annual efficiency increase of G-value of windows | Percent [-100 to 100%] |  | 0% | [9 empty] | Jährliche Effizienzsteigerung G-value Fenster | Prozent [-100 bis 100%] |  | 0% | [8 empty] | BAU annual efficiency increase of G-value of windows | Percent [-100 to 100%] |  | 0% | [8 empty] | BAU annual efficiency increase of G-value of windows | Percent [-100 to 100%] |  | 0% | [8 empty] | BAU annual efficiency increase of G-value of windows | Percent [-100 to 100%] |  | 0%
1982 | BA24_NR_Retail_,_small_scale_stores_and_shops | b_gl_uv_wi_ei_nr_rs | BAU annual efficiency increase of U-value of windows | Percent [-100 to 100%] |  |  |  |  | 0% | 0% | 0% | 0% | 0% | [5 empty] | 1 | 1 | 1 | 1 | 1 | 1 | BAU annual efficiency increase of U-value of windows | Percent [-100 to 100%] |  | 0% | [8 empty] | BAU annual efficiency increase of U-value of windows | Percent [-100 to 100%] |  | 0% | [9 empty] | Jährliche Effizienzsteigerung U-value Fenster | Prozent [-100 bis 100%] |  | 0% | [8 empty] | BAU annual efficiency increase of U-value of windows | Percent [-100 to 100%] |  | 0% | [8 empty] | BAU annual efficiency increase of U-value of windows | Percent [-100 to 100%] |  | 0% | [8 empty] | BAU annual efficiency increase of U-value of windows | Percent [-100 to 100%] |  | 0%
1983 | BA24_NR_Retail_,_small_scale_stores_and_shops | b_wi_uv_wa_bl_nr_rs | U-value of building walls in baseline (R=1/U) | U Value [Watts/square meter Kelvin] [W/m²*K] |  |  |  |  | 0 | 0 | 0 | 0 | 0 | [5 empty] | 5.6783 | 1 | 1 | 1 | 1 | 1 | U-value of building walls in baseline (R=1/U) | Btu per square foot per degree Farenheit per hour [Btu/ft2*0F*h] |  | 0 | [8 empty] | U-value of building walls in baseline (R=1/U) | U Value [Watts/square meter Kelvin] [W/m²*K] |  | 0 | [9 empty] | U-value Gebäude Wand (R=1/U) | U Value [Watts/square meter Kelvin] [W/m²*K] |  | 0 | [8 empty] | U-value of building walls in baseline (R=1/U) | U Value [Watts/square meter Kelvin] [W/m²*K] |  | 0 | [8 empty] | U-value of building walls in baseline (R=1/U) | U Value [Watts/square meter Kelvin] [W/m²*K] |  | 0 | [8 empty] | U-value of building walls in baseline (R=1/U) | U Value [Watts/square meter Kelvin] [W/m²*K] |  | 0
1984 |  |  | Average run time per year of | [21 empty] | Average run time per year of | [11 empty] | Average run time per year of | [12 empty] | Durchschnittliche Betriebszeit pro Jahr von | [11 empty] | Average run time per year of | [11 empty] | Average run time per year of | [11 empty] | Average run time per year of
1985 | BA24_NR_Retail_,_small_scale_stores_and_shops | b_li_rt_cf_nr_rs | Compact fluorescent lamps | Hours per year [h/a] |  |  |  |  | 0 | 0 | 0 | 0 | 0 | [5 empty] | 1 | 1 | 1 | 1 | 1 | 1 | Compact fluorescent lamps | Hours per year [h/a] |  | 0 | [8 empty] | Compact fluorescent lamps | Hours per year [h/a] |  | 0 | [9 empty] | KompaktLeuchtstofflampe | Stunden pro year [h/a] |  | 0 | [8 empty] | Compact fluorescent lamps | Hours per year [h/a] |  | 0 | [8 empty] | Compact fluorescent lamps | Hours per year [h/a] |  | 0 | [8 empty] | Compact fluorescent lamps | Hours per year [h/a] |  | 0
1986 | BA24_NR_Retail_,_small_scale_stores_and_shops | b_li_rt_fl_nr_rs | Fluorescent lamps | Hours per year [h/a] |  |  |  |  | 0 | 0 | 0 | 0 | 0 | [5 empty] | 1 | 1 | 1 | 1 | 1 | 1 | Fluorescent lamps | Hours per year [h/a] |  | 0 | [8 empty] | Fluorescent lamps | Hours per year [h/a] |  | 0 | [9 empty] | Leuchtstofflampe | Stunden pro year [h/a] |  | 0 | [8 empty] | Fluorescent lamps | Hours per year [h/a] |  | 0 | [8 empty] | Fluorescent lamps | Hours per year [h/a] |  | 0 | [8 empty] | Fluorescent lamps | Hours per year [h/a] |  | 0
1987 | BA24_NR_Retail_,_small_scale_stores_and_shops | b_li_rt_haL_nr_rs | Low voltage halogen lamps | Hours per year [h/a] |  |  |  |  | 0 | 0 | 0 | 0 | 0 | [5 empty] | 1 | 1 | 1 | 1 | 1 | 1 | Low voltage halogen lamps | Hours per year [h/a] |  | 0 | [8 empty] | Low voltage halogen lamps | Hours per year [h/a] |  | 0 | [9 empty] | Niederspannungshalogen Lampe | Stunden pro year [h/a] |  | 0 | [8 empty] | Low voltage halogen lamps | Hours per year [h/a] |  | 0 | [8 empty] | Low voltage halogen lamps | Hours per year [h/a] |  | 0 | [8 empty] | Low voltage halogen lamps | Hours per year [h/a] |  | 0
1988 | BA24_NR_Retail_,_small_scale_stores_and_shops | b_li_rt_haM_nr_rs | Medium voltage halogen lamps | Hours per year [h/a] |  |  |  |  | 0 | 0 | 0 | 0 | 0 | [5 empty] | 1 | 1 | 1 | 1 | 1 | 1 | Medium voltage halogen lamps | Hours per year [h/a] |  | 0 | [8 empty] | Medium voltage halogen lamps | Hours per year [h/a] |  | 0 | [9 empty] | mittelspannungshalogen Lampe | Stunden pro year [h/a] |  | 0 | [8 empty] | Medium voltage halogen lamps | Hours per year [h/a] |  | 0 | [8 empty] | Medium voltage halogen lamps | Hours per year [h/a] |  | 0 | [8 empty] | Medium voltage halogen lamps | Hours per year [h/a] |  | 0
1989 | BA24_NR_Retail_,_small_scale_stores_and_shops | b_li_rt_in_nr_rs | Incandescent lamps | Hours per year [h/a] |  |  |  |  | 0 | 0 | 0 | 0 | 0 | [5 empty] | 1 | 1 | 1 | 1 | 1 | 1 | Incandescent lamps | Hours per year [h/a] |  | 0 | [8 empty] | Incandescent lamps | Hours per year [h/a] |  | 0 | [9 empty] | Glühlampe | Stunden pro year [h/a] |  | 0 | [8 empty] | Incandescent lamps | Hours per year [h/a] |  | 0 | [8 empty] | Incandescent lamps | Hours per year [h/a] |  | 0 | [8 empty] | Incandescent lamps | Hours per year [h/a] |  | 0
1990 |  |  | Share of | [21 empty] | Share of |  | 0% | 0% | 0% | 0% | 0% | [5 empty] | Share of |  | 0% | 0% | 0% | 0% |  | 0% | [5 empty] | Anteil of |  | 0% | 0% | 0% | 0% | 0% | [5 empty] | Share of |  | 0% | 0% | 0% | 0% | 0% | [5 empty] | Share of |  | 0% | 0% | 0% | 0% | 0% | [5 empty] | Share of |  | 0% | 0% | 0% | 0% | 0%
1991 | BA24_NR_Retail_,_small_scale_stores_and_shops | b_li_sh_in_nr_rs | Incandescent lamps | Percent [0 to 100%] |  |  |  |  | 0% | 0% | 0% | 0% | 0% | [5 empty] | 1 | 1 | 1 | 1 | 1 | 1 | Incandescent lamps | Percent [0 to 100%] |  | 0% | [8 empty] | Incandescent lamps | Percent [0 to 100%] |  | 0% | [9 empty] | Glühlampe | Prozent [0 bis 100%] |  | 0% | [8 empty] | Incandescent lamps | Percent [0 to 100%] |  | 0% | [8 empty] | Incandescent lamps | Percent [0 to 100%] |  | 0% | [8 empty] | Incandescent lamps | Percent [0 to 100%] |  | 0%
1992 | BA24_NR_Retail_,_small_scale_stores_and_shops | b_li_sh_cf_nr_rs | Compact fluorescent lamps | Percent [0 to 100%] |  |  |  |  | 0% | 0% | 0% | 0% | 0% | [5 empty] | 1 | 1 | 1 | 1 | 1 | 1 | Compact fluorescent lamps | Percent [0 to 100%] |  | 0% | [8 empty] | Compact fluorescent lamps | Percent [0 to 100%] |  | 0% | [9 empty] | KompaktLeuchtstofflampe | Prozent [0 bis 100%] |  | 0% | [8 empty] | Compact fluorescent lamps | Percent [0 to 100%] |  | 0% | [8 empty] | Compact fluorescent lamps | Percent [0 to 100%] |  | 0% | [8 empty] | Compact fluorescent lamps | Percent [0 to 100%] |  | 0%
1993 | BA24_NR_Retail_,_small_scale_stores_and_shops | b_li_sh_fl_nr_rs | Fluorescent lamps | Percent [0 to 100%] |  |  |  |  | 0% | 0% | 0% | 0% | 0% | [5 empty] | 1 | 1 | 1 | 1 | 1 | 1 | Fluorescent lamps | Percent [0 to 100%] |  | 0% | [8 empty] | Fluorescent lamps | Percent [0 to 100%] |  | 0% | [9 empty] | Leuchtstofflampe | Prozent [0 bis 100%] |  | 0% | [8 empty] | Fluorescent lamps | Percent [0 to 100%] |  | 0% | [8 empty] | Fluorescent lamps | Percent [0 to 100%] |  | 0% | [8 empty] | Fluorescent lamps | Percent [0 to 100%] |  | 0%
1994 | BA24_NR_Retail_,_small_scale_stores_and_shops | b_li_sh_haL_nr_rs | Low voltage halogen lamps | Percent [0 to 100%] |  |  |  |  | 0% | 0% | 0% | 0% | 0% | [5 empty] | 1 | 1 | 1 | 1 | 1 | 1 | Low voltage halogen lamps | Percent [0 to 100%] |  | 0% | [8 empty] | Low voltage halogen lamps | Percent [0 to 100%] |  | 0% | [9 empty] | Niederspannungshalogen Lampe | Prozent [0 bis 100%] |  | 0% | [8 empty] | Low voltage halogen lamps | Percent [0 to 100%] |  | 0% | [8 empty] | Low voltage halogen lamps | Percent [0 to 100%] |  | 0% | [8 empty] | Low voltage halogen lamps | Percent [0 to 100%] |  | 0%
1995 | BA24_NR_Retail_,_small_scale_stores_and_shops | b_li_sh_haM_nr_rs | Medium voltage halogen lamps | Percent [0 to 100%] |  |  |  |  | 0% | 0% | 0% | 0% | 0% | [5 empty] | 1 | 1 | 1 | 1 | 1 | 1 | Medium voltage halogen lamps | Percent [0 to 100%] |  | 0% | [8 empty] | Medium voltage halogen lamps | Percent [0 to 100%] |  | 0% | [9 empty] | mittelspannungshalogen Lampe | Prozent [0 bis 100%] |  | 0% | [8 empty] | Medium voltage halogen lamps | Percent [0 to 100%] |  | 0% | [8 empty] | Medium voltage halogen lamps | Percent [0 to 100%] |  | 0% | [8 empty] | Medium voltage halogen lamps | Percent [0 to 100%] |  | 0%
1996
1997 | Lever existing situation Please enter value of % of total stock with technology already applied to |  | Lever Existing Situation (please enter value of % of total stock) | [21 empty] | Lever Existing Situation (please enter value of % of total stock) | [11 empty] | Lever Existing Situation (please enter value of % of total stock) | [12 empty] | Hebel bereits vorhanden (bitte %Wert angeben bezogen auf Gesamtgebäudebestand) | [11 empty] | Lever Existing Situation (please enter value of % of total stock) | [11 empty] | Lever Existing Situation (please enter value of % of total stock) | [11 empty] | Lever Existing Situation (please enter value of % of total stock)
1998 |  |  | Share of | [21 empty] | Share of | [11 empty] | Share of | [12 empty] | Anteil of | [11 empty] | Share of | [11 empty] | Share of |  | 0% | 0% | 0% | 0% | 0% | [5 empty] | Share of
1999 | BA24_NR_Retail_,_small_scale_stores_and_shops | b_wi_sh_nr_rs | buildings with wall insulation | Percent [0 to 100%] |  |  |  |  | 0% | 0% | 0% | 0% | 0% | [5 empty] | 1 | 1 | 1 | 1 | 1 | 1 | buildings with wall insulation | Percent [0 to 100%] |  | 0% | [8 empty] | buildings with wall insulation | Percent [0 to 100%] |  | 0% | [9 empty] | Gebäude mit Wandisolierung | Prozent [0 bis 100%] |  | 0% | [8 empty] | buildings with wall insulation | Percent [0 to 100%] |  | 0% | [8 empty] | buildings with wall insulation | Percent [0 to 100%] |  | 0% | [8 empty] | buildings with wall insulation | Percent [0 to 100%] |  | 0%
2000 | BA24_NR_Retail_,_small_scale_stores_and_shops | b_gl_sh_nr_rs | buildings with high efficient glazing | Percent [0 to 100%] |  |  |  |  | 0% | 0% | 0% | 0% | 0% | [5 empty] | 1 | 1 | 1 | 1 | 1 | 1 | buildings with high efficient glazing | Percent [0 to 100%] |  | 0% | [8 empty] | buildings with high efficient glazing | Percent [0 to 100%] |  | 0% | [9 empty] | Gebäude mit effiziente Verglasung | Prozent [0 bis 100%] |  | 0% | [8 empty] | buildings with high efficient glazing | Percent [0 to 100%] |  | 0% | [8 empty] | buildings with high efficient glazing | Percent [0 to 100%] |  | 0% | [8 empty] | buildings with high efficient glazing | Percent [0 to 100%] |  | 0%
2001 | BA24_NR_Retail_,_small_scale_stores_and_shops | b_li_sh_nr_rs | buildings with efficient lighting in baseline | Percent [0 to 100%] |  |  |  |  | 0% | 0% | 0% | 0% | 0% | [5 empty] | 1 | 1 | 1 | 1 | 1 | 1 | buildings with efficient lighting in baseline | Percent [0 to 100%] |  | 0% | [8 empty] | buildings with efficient lighting in baseline | Percent [0 to 100%] |  | 0% | [9 empty] | Gebäude mit effiziente Beleuchtung | Prozent [0 bis 100%] |  | 0% | [8 empty] | buildings with efficient lighting in baseline | Percent [0 to 100%] |  | 0% | [8 empty] | buildings with efficient lighting in baseline | Percent [0 to 100%] |  | 0% | [8 empty] | buildings with efficient lighting in baseline | Percent [0 to 100%] |  | 0%
2002 | BA24_NR_Retail_,_small_scale_stores_and_shops | b_dol_sh_nr_rs | buildings with demand oriented lighting | Percent [0 to 100%] |  |  |  |  | 0% | 0% | 0% | 0% | 0% | [5 empty] | 1 | 1 | 1 | 1 | 1 | 1 | buildings with demand oriented lighting | Percent [0 to 100%] |  | 0% | [8 empty] | buildings with demand oriented lighting | Percent [0 to 100%] |  | 0% | [9 empty] | Gebäude mit bedarfsorientierte Beleuchtung | Prozent [0 bis 100%] |  | 0% | [8 empty] | buildings with demand oriented lighting | Percent [0 to 100%] |  | 0% | [8 empty] | buildings with demand oriented lighting | Percent [0 to 100%] |  | 0% | [8 empty] | buildings with demand oriented lighting | Percent [0 to 100%] |  | 0%
2003 | BA24_NR_Retail_,_small_scale_stores_and_shops | b_bem_sh_nr_rs | buildings with Building Efficiency Monitoring | Percent [0 to 100%] |  |  |  |  | 0% | 0% | 0% | 0% | 0% | [5 empty] | 1 | 1 | 1 | 1 | 1 | 1 | buildings with Building Efficiency Monitoring | Percent [0 to 100%] |  | 0% | [8 empty] | buildings with Building Efficiency Monitoring | Percent [0 to 100%] |  | 0% | [9 empty] | Gebäude mit Gebäudeeffizienzüberwachung | Prozent [0 bis 100%] |  | 0% | [8 empty] | buildings with Building Efficiency Monitoring | Percent [0 to 100%] |  | 0% | [8 empty] | buildings with Building Efficiency Monitoring | Percent [0 to 100%] |  | 0% | [8 empty] | buildings with Building Efficiency Monitoring | Percent [0 to 100%] |  | 0%
2004 | BA24_NR_Retail_,_small_scale_stores_and_shops | b_brm_sh_nr_rs | buildings with Building Remote Monitoring | Percent [0 to 100%] |  |  |  |  | 0% | 0% | 0% | 0% | 0% | [5 empty] | 1 | 1 | 1 | 1 | 1 | 1 | buildings with Building Remote Monitoring | Percent [0 to 100%] |  | 0% | [8 empty] | buildings with Building Remote Monitoring | Percent [0 to 100%] |  | 0% | [9 empty] | Gebäude mit Gebäudefernüberwachung | Prozent [0 bis 100%] |  | 0% | [8 empty] | buildings with Building Remote Monitoring | Percent [0 to 100%] |  | 0% | [8 empty] | buildings with Building Remote Monitoring | Percent [0 to 100%] |  | 0% | [8 empty] | buildings with Building Remote Monitoring | Percent [0 to 100%] |  | 0%
2005 | BA24_NR_Retail_,_small_scale_stores_and_shops | b_bpo_sh_nr_rs | buildings with Building Performance Optimization | Percent [0 to 100%] |  |  |  |  | 0% | 0% | 0% | 0% | 0% | [5 empty] | 1 | 1 | 1 | 1 | 1 | 1 | buildings with Building Performance Optimization | Percent [0 to 100%] |  | 0% | [8 empty] | buildings with Building Performance Optimization | Percent [0 to 100%] |  | 0% | [9 empty] | Gebäude mit Gebäudeleistungsoptimierung | Prozent [0 bis 100%] |  | 0% | [8 empty] | buildings with Building Performance Optimization | Percent [0 to 100%] |  | 0% | [8 empty] | buildings with Building Performance Optimization | Percent [0 to 100%] |  | 0% | [8 empty] | buildings with Building Performance Optimization | Percent [0 to 100%] |  | 0%
2006 | BA24_NR_Retail_,_small_scale_stores_and_shops | b_dcv_sh_nr_rs | buildings with Demand controlled ventilation | Percent [0 to 100%] |  |  |  |  | 0% | 0% | 0% | 0% | 0% | [5 empty] | 1 | 1 | 1 | 1 | 1 | 1 | buildings with Demand controlled ventilation | Percent [0 to 100%] |  | 0% | [8 empty] | buildings with Demand controlled ventilation | Percent [0 to 100%] |  | 0% | [9 empty] | Gebäude mit bedarfsgesteuerte Lüftung | Prozent [0 bis 100%] |  | 0% | [8 empty] | buildings with Demand controlled ventilation | Percent [0 to 100%] |  | 0% | [8 empty] | buildings with Demand controlled ventilation | Percent [0 to 100%] |  | 0% | [8 empty] | buildings with Demand controlled ventilation | Percent [0 to 100%] |  | 0%
2007 | BA24_NR_Retail_,_small_scale_stores_and_shops | b_hcr_sh_nr_rs | buildings with Heat and Cold Recovery in ventilation | Percent [0 to 100%] |  |  |  |  | 0% | 0% | 0% | 0% | 0% | [5 empty] | 1 | 1 | 1 | 1 | 1 | 1 | buildings with Heat and Cold Recovery in ventilation | Percent [0 to 100%] |  | 0% | [8 empty] | buildings with Heat and Cold Recovery in ventilation | Percent [0 to 100%] |  | 0% | [9 empty] | Gebäude mit Wärme und Kälterückgewinnung in Lüftung | Prozent [0 bis 100%] |  | 0% | [8 empty] | buildings with Heat and Cold Recovery in ventilation | Percent [0 to 100%] |  | 0% | [8 empty] | buildings with Heat and Cold Recovery in ventilation | Percent [0 to 100%] |  | 0% | [8 empty] | buildings with Heat and Cold Recovery in ventilation | Percent [0 to 100%] |  | 0%
2008 | BA24_NR_Retail_,_small_scale_stores_and_shops | b_em_sh_nr_rs | buildings with Efficient Motors | Percent [0 to 100%] |  |  |  |  | 0% | 0% | 0% | 0% | 0% | [5 empty] | 1 | 1 | 1 | 1 | 1 | 1 | buildings with Efficient Motors | Percent [0 to 100%] |  | 0% | [8 empty] | buildings with Efficient Motors | Percent [0 to 100%] |  | 0% | [9 empty] | Gebäude mit effizienten Motoren | Prozent [0 bis 100%] |  | 0% | [8 empty] | buildings with Efficient Motors | Percent [0 to 100%] |  | 0% | [8 empty] | buildings with Efficient Motors | Percent [0 to 100%] |  | 0% | [8 empty] | buildings with Efficient Motors | Percent [0 to 100%] |  | 0%
2009 | BA24_NR_Retail_,_small_scale_stores_and_shops | b_bac_sh_nr_rs | buildings with Building Automation BACS Class C | Percent [0 to 100%] |  |  |  |  | 0% | 0% | 0% | 0% | 0% | [5 empty] | 1 | 1 | 1 | 1 | 1 | 1 | buildings with Building Automation BACS Class C | Percent [0 to 100%] |  | 0% | [8 empty] | buildings with Building Automation BACS Class C | Percent [0 to 100%] |  | 0% | [9 empty] | Gebäude mit Gebäudeautomatisierung Klasse C | Prozent [0 bis 100%] |  | 0% | [8 empty] | buildings with Building Automation BACS Class C | Percent [0 to 100%] |  | 0% | [8 empty] | buildings with Building Automation BACS Class C | Percent [0 to 100%] |  | 0% | [8 empty] | buildings with Building Automation BACS Class C | Percent [0 to 100%] |  | 0%
2010 | BA24_NR_Retail_,_small_scale_stores_and_shops | b_bab_sh_nr_rs | buildings with Building Automation BACS Class B | Percent [0 to 100%] |  |  |  |  | 0% | 0% | 0% | 0% | 0% | [5 empty] | 1 | 1 | 1 | 1 | 1 | 1 | buildings with Building Automation BACS Class B | Percent [0 to 100%] |  | 0% | [8 empty] | buildings with Building Automation BACS Class B | Percent [0 to 100%] |  | 0% | [9 empty] | Gebäude mit Gebäudeautomatisierung Klasse B | Prozent [0 bis 100%] |  | 0% | [8 empty] | buildings with Building Automation BACS Class B | Percent [0 to 100%] |  | 0% | [8 empty] | buildings with Building Automation BACS Class B | Percent [0 to 100%] |  | 0% | [8 empty] | buildings with Building Automation BACS Class B | Percent [0 to 100%] |  | 0%
2011 | BA24_NR_Retail_,_small_scale_stores_and_shops | b_baa_sh_nr_rs | buildings with Building Automation BACS Class A | Percent [0 to 100%] |  |  |  |  | 0% | 0% | 0% | 0% | 0% | [5 empty] | 1 | 1 | 1 | 1 | 1 | 1 | buildings with Building Automation BACS Class A | Percent [0 to 100%] |  | 0% | [8 empty] | buildings with Building Automation BACS Class A | Percent [0 to 100%] |  | 0% | [9 empty] | Gebäude mit Gebäudeautomatisierung Klasse A | Prozent [0 bis 100%] |  | 0% | [8 empty] | buildings with Building Automation BACS Class A | Percent [0 to 100%] |  | 0% | [8 empty] | buildings with Building Automation BACS Class A | Percent [0 to 100%] |  | 0% | [8 empty] | buildings with Building Automation BACS Class A | Percent [0 to 100%] |  | 0%
2012 | BA24_NR_Retail_,_small_scale_stores_and_shops | b_rac_sh_nr_rs | buildings with Room Automation HVAC | Percent [0 to 100%] |  |  |  |  | 0% | 0% | 0% | 0% | 0% | [5 empty] | 1 | 1 | 1 | 1 | 1 | 1 | buildings with Room Automation HVAC | Percent [0 to 100%] |  | 0% | [8 empty] | buildings with Room Automation HVAC | Percent [0 to 100%] |  | 0% | [9 empty] | Gebäude mit Raumautomatisierung Heizung/Lüftung/Klima | Prozent [0 bis 100%] |  | 0% | [8 empty] | buildings with Room Automation HVAC | Percent [0 to 100%] |  | 0% | [8 empty] | buildings with Room Automation HVAC | Percent [0 to 100%] |  | 0% | [8 empty] | buildings with Room Automation HVAC | Percent [0 to 100%] |  | 0%
2013 | BA24_NR_Retail_,_small_scale_stores_and_shops | b_rab_sh_nr_rs | buildings with Room Automation HVAC + lighting | Percent [0 to 100%] |  |  |  |  | 0% | 0% | 0% | 0% | 0% | [5 empty] | 1 | 1 | 1 | 1 | 1 | 1 | buildings with Room Automation HVAC + lighting | Percent [0 to 100%] |  | 0% | [8 empty] | buildings with Room Automation HVAC + lighting | Percent [0 to 100%] |  | 0% | [9 empty] | Gebäude mit Raumautomatisierung Heizung/Lüftung/Klima/Beleuchtung | Prozent [0 bis 100%] |  | 0% | [8 empty] | buildings with Room Automation HVAC + lighting | Percent [0 to 100%] |  | 0% | [8 empty] | buildings with Room Automation HVAC + lighting | Percent [0 to 100%] |  | 0% | [8 empty] | buildings with Room Automation HVAC + lighting | Percent [0 to 100%] |  | 0%
2014 | BA24_NR_Retail_,_small_scale_stores_and_shops | b_raa_sh_nr_rs | buildings with Building Automation HVAC + lighting + blinds | Percent [0 to 100%] |  |  |  |  | 0% | 0% | 0% | 0% | 0% | [5 empty] | 1 | 1 | 1 | 1 | 1 | 1 | buildings with Building Automation HVAC + lighting + blinds | Percent [0 to 100%] |  | 0% | [8 empty] | buildings with Building Automation HVAC + lighting + blinds | Percent [0 to 100%] |  | 0% | [9 empty] | Gebäude mit Raumautomatisierung Heizung/Lüftung/Klima/Beleuchtung/Verschattung | Prozent [0 bis 100%] |  | 0% | [8 empty] | buildings with Building Automation HVAC + lighting + blinds | Percent [0 to 100%] |  | 0% | [8 empty] | buildings with Building Automation HVAC + lighting + blinds | Percent [0 to 100%] |  | 0% | [8 empty] | buildings with Building Automation HVAC + lighting + blinds | Percent [0 to 100%] |  | 0%
2015
2016
2017
2018
2019
2020
2021
2022
2023
2024
2025
2026
2027
2028
2029
2030
2031
2032
2033
2034
2035
2036
2037
2038
2039
2040
2041
2042
2043
2044
2045
2046
2047
2048
2049
2050
2051
2052
2053
2054
2055
2056
2057
2058
2059
2060
2061
2062
2063
2064
2065
2066
2067
2068
2069
2070
2071
2072
2073
2074
2075
2076
2077
2078
2079
2080
2081
2082
2083
2084
2085
2086
2087
2088
2089
2090
2091
2092
2093
2094
2095
2096
2097
2098
2099
2100
No transfer to summary below this line
Note on K21: Same as initial baseline data, if there is no forcast of today available in the source.
Note on AE21: Same as initial baseline data, if there is no forcast of today available in the source.
Note on BS21: Same as initial baseline data, if there is no forcast of today available in the source.
Note on CF21: Same as initial baseline data, if there is no forcast of today available in the source.
Note on CS21: Same as initial baseline data, if there is no forcast of today available in the source.

## 6.5_Input hospital_healthcare
2101 | Project | Project: | Master | [15 empty] | Conversion factors | [5 empty] | US Template | [11 empty] | International English Template | [12 empty] | German Template | [11 empty] | Chinese Template | [11 empty] | Spanish Template | [11 empty] | French Template
2102 |  | City Data: | CYPT | [21 empty] | CYPT | [11 empty] | CYPT | [12 empty] | CYPT | [11 empty] | CYPT | [11 empty] | CYPT | [11 empty] | CYPT
2103 | Legend: |  | Helsinki | [21 empty] | <Input for city name> | [11 empty] | Helsinki | [12 empty] | Helsinki | [11 empty] | Helsinki | [11 empty] | Helsinki | [11 empty] | Helsinki
2104
2105 |  |  | Overview current sheet | [21 empty] | Overview current sheet | [11 empty] | Overview current sheet | [12 empty] | Überblick der Seite | [11 empty] | Overview current sheet | [11 empty] | Overview current sheet | [11 empty] | Overview current sheet
2106 |  |  | shall be reported | [21 empty] | shall be reported | [11 empty] | shall be reported | [12 empty] | Eingabe erfürderlich | [11 empty] | shall be reported | [11 empty] | shall be reported | [11 empty] | shall be reported
2107 |  |  | Alternative if necessary value not available, orange becomes necessary | [21 empty] | Alternative if necessary value not available, orange becomes necessary | [11 empty] | Alternative if necessary value not available, orange becomes necessary | [12 empty] | Alternative Eingabemöglichkeit für vorangegangene Parameter | [11 empty] | Alternative if necessary value not available, orange becomes necessary | [11 empty] | Alternative if necessary value not available, orange becomes necessary | [11 empty] | Alternative if necessary value not available, orange becomes necessary
2108 |  |  | if available, business as usual (according to ongoing activities and action plans in place): if no data forecasts available we take the baseline data for the following years as well | [21 empty] | if available, business as usual (according to ongoing activities and action plans in place): if no data forecasts available we take the baseline data for the following years as well | [11 empty] | if available, business as usual (according to ongoing activities and action plans in place): if no data forecasts available we take the baseline data for the following years as well | [12 empty] | falls verfügbar aus vorhandener Planung, falls keine Daten vorhanden sind, werden die Daten aus dem Basisjahr genommen und ggf. entsprechend des Bedarfs skaliert | [11 empty] | if available, business as usual (according to ongoing activities and action plans in place): if no data forecasts available we take the baseline data for the following years as well | [11 empty] | if available, business as usual (according to ongoing activities and action plans in place): if no data forecasts available we take the baseline data for the following years as well | [11 empty] | if available, business as usual (according to ongoing activities and action plans in place): if no data forecasts available we take the baseline data for the following years as well
2109 |  |  | Automatically interpolated to year today. Can be overwritten (in this case use red letters) | [21 empty] | Automatically interpolated to year today. Can be overwritten (in this case use red letters) | [11 empty] | Automatically interpolated to year today. Can be overwritten (in this case use red letters) | [12 empty] | Automatische Interpolation des aktuellen Jahre, basierend aus Basisjahr und fürtschreibung 2020. Kann überschrieben werden, falls daten vorhanden sind (in diesem Fall Schrift rot verwenden) | [11 empty] | Automatically interpolated to year today. Can be overwritten (in this case use red letters) | [11 empty] | Automatically interpolated to year today. Can be overwritten (in this case use red letters) | [11 empty] | Automatically interpolated to year today. Can be overwritten (in this case use red letters)
2110 |  |  | nice to have Helsinki specific factor otherwise we adapt standard data or other studies | [21 empty] | nice to have <Input for city name> specific factor otherwise we adapt standard data or other studies | [11 empty] | nice to have Helsinki specific factor otherwise we adapt standard data or other studies | [12 empty] | Daten spezifisch für Helsinki wären gut, ansonsten werden Standarddaten, oder andere Studien herangezogen | [11 empty] | nice to have Helsinki specific factor otherwise we adapt standard data or other studies | [11 empty] | nice to have Helsinki specific factor otherwise we adapt standard data or other studies | [11 empty] | nice to have Helsinki specific factor otherwise we adapt standard data or other studies
2111 |  |  | First data delivery | Date | [20 empty] | First data delivery | Date | [10 empty] | First data delivery | Date | [11 empty] | 1. Datenerhebung | Date | [10 empty] | First data delivery | Date | [10 empty] | First data delivery | Date | [10 empty] | First data delivery | Date
2112 |  |  | First update | Date | [20 empty] | First update | Date | [10 empty] | First update | Date | [11 empty] | 1. Datenaktualisierung | Date | [10 empty] | First update | Date | [10 empty] | First update | Date | [10 empty] | First update | Date
2113 |  |  | Second update | Date | [20 empty] | Second update | Date | [10 empty] | Second update | Date | [11 empty] | 2. Datenaktualisierung | Date | [10 empty] | Second update | Date | [10 empty] | Second update | Date | [10 empty] | Second update | Date
2114 |  |  | Third update | Date | [20 empty] | Third update | Date | [10 empty] | Third update | Date | [11 empty] | 3. Datenaktualisierung | Date | [10 empty] | Third update | Date | [10 empty] | Third update | Date | [10 empty] | Third update | Date
2115 | Data Overview: |  | Fourth update | Date | [20 empty] | Fourth update | Date | [10 empty] | Fourth update | Date | [11 empty] | 4. Datenaktualisierung | Date | [10 empty] | Fourth update | Date | [10 empty] | Fourth update | Date | [10 empty] | Fourth update | Date
2116 |  | Energy demand (electricity and heat) | Data Overview: | [21 empty] | Data Overview: | [11 empty] | Data Overview: | [12 empty] | Datenüberblick | [11 empty] | Data Overview: | [11 empty] | Data Overview: | [11 empty] | Data Overview:
2117 |  | Thermal losses | Energy demand (electricity and heat) | [21 empty] | Energy demand (electricity and heat) | [11 empty] | Energy demand (electricity and heat) | [12 empty] | Energiebedarf | [11 empty] | Energy demand (electricity and heat) | [11 empty] | Energy demand (electricity and heat) | [11 empty] | Energy demand (electricity and heat)
2118 |  | Annual efficiency improvements BAU | Thermal losses | [21 empty] | Thermal losses | [11 empty] | Thermal losses | [12 empty] | Thermische Verluste | [11 empty] | Thermal losses | [11 empty] | Thermal losses | [11 empty] | Thermal losses
2119 | Lever Overview |  | Annual efficiency improvements BAU | [21 empty] | Annual efficiency improvements BAU | [11 empty] | Annual efficiency improvements BAU | [12 empty] | Jährliche Effizienzverbesserung | [11 empty] | Annual efficiency improvements BAU | [11 empty] | Annual efficiency improvements BAU | [11 empty] | Annual efficiency improvements BAU
2120 | Parameter sets | Parameter | [6 empty] | Data | Forecast Data |  |  |  | Data Specifications: please specify source of data and additional information regarding data quality | [12 empty] | Data | Forecast Data |  |  |  | Data Specifications: please specify source of data and additional information regarding data quality | [6 empty] | Data | Forecast Data |  |  |  |  | Data Specifications: please specify source of data and additional information regarding data quality | [6 empty] | Daten | Forecast Data |  |  |  | Daten Spezifikation: Quellen durchnummieren, links und Angaben zur Daten Qualität etc. | [6 empty] | Data | Forecast Data |  |  |  | Data Specifications: please specify source of data and additional information regarding data quality | [6 empty] | Data | Forecast Data |  |  |  | Data Specifications: please specify source of data and additional information regarding data quality | [6 empty] | Data | Forecast Data |  |  |  | Data Specifications: please specify source of data and additional information regarding data quality
2121 |  |  | Parameter unit of measure and description | unit of measure | left empty intentionally | left empty intentionally | left empty intentionally | left empty intentionally | Baseline | Today | 2020 | 2025 | 2050 | Reference/Source | Year of baseline data | Type of baseline data | Quality of data | Comments & limitations | conversion | conversion factor (International English to Master) | conversion factor (German to Master) | conversion factor (Chinese to Master) | conversion factor (Spanish to Master) | conversion factor (French to Master) | Parameter unit of measure and description | unit of measure | Baseline | Today | 2020 | 2025 | 2050 | Reference/Source | Year of baseline data | Type of baseline data | Quality of data | Comments & limitations | Parameter unit of measure and description | unit of measure | Baseline | Today | 2020 | 2025 | 2030 | 2050 | Reference/Source | Year of baseline data | Type of baseline data | Quality of data | Comments & limitations | Parameter | Einheit | Datenbasis | Heute | 2020 | 2025 | 2050 | Quelle | Jahr aus dem die Basisdaten sind | Art der Basisdaten | Qualität | Kommentare oder Einschränkungen z.B. Gültigkeit der Daten | Parameter unit of measure and description | unit of measure | Baseline | Today | 2020 | 2025 | 2050 | Reference/Source | Year of baseline data | Type of baseline data | Quality of data | Comments & limitations | Parameter unit of measure and description | unit of measure | Baseline | Today | 2020 | 2025 | 2050 | Reference/Source | Year of baseline data | Type of baseline data | Quality of data | Comments & limitations | Parameter unit of measure and description | unit of measure | Baseline | Today | 2020 | 2025 | 2050 | Reference/Source | Year of baseline data | Type of baseline data | Quality of data | Comments & limitations
2122 | [15 empty] | Average, City | Statistics | [16 empty] | Average, City | Statistics | [11 empty] | Average, City | Statistics | [10 empty] | Stadtmittelwert | Statistik | [10 empty] | Average, City | Statistics | [10 empty] | Average, City | Statistics | [10 empty] | Average, City | Statistics
2123 | [15 empty] | Example, city | Extrapolated | [16 empty] | Example, city | Extrapolated | [11 empty] | Example, city | Extrapolated | [10 empty] | Beispielfall, Stadt | Extrapoliert | [10 empty] | Example, city | Extrapolated | [10 empty] | Example, city | Extrapolated | [10 empty] | Example, city | Extrapolated
2124 | [15 empty] | Average, city close by | Calculated from statistics | [16 empty] | Average, city close by | Calculated from statistics | [11 empty] | Average, city close by | Calculated from statistics | [10 empty] | Mittelwert, Stadt in Region | Berechnet aus statistischen Werten | [10 empty] | Average, city close by | Calculated from statistics | [10 empty] | Average, city close by | Calculated from statistics | [10 empty] | Average, city close by | Calculated from statistics
2125 | [15 empty] | Examle, city close by | Calculated from stat. inc. assumptions | [16 empty] | Examle, city close by | Calculated from stat. inc. assumptions | [11 empty] | Examle, city close by | Calculated from stat. inc. assumptions | [10 empty] | Beispielfall, Stadt in Region | Berechnet aus stat. Werten unter Annahmen | [10 empty] | Examle, city close by | Calculated from stat. inc. assumptions | [10 empty] | Examle, city close by | Calculated from stat. inc. assumptions | [10 empty] | Examle, city close by | Calculated from stat. inc. assumptions
2126 | [15 empty] | Average, national | [17 empty] | Average, national | [12 empty] | Average, national | [11 empty] | Durchschnitt, national | [11 empty] | Average, national | [11 empty] | Average, national | [11 empty] | Average, national
2127 | [15 empty] | Example, country | [17 empty] | Example, country | [12 empty] | Example, country | [11 empty] | Beispiel, national | [11 empty] | Example, country | [11 empty] | Example, country | [11 empty] | Example, country
2128
2129
2130 | Electricity demand and efficiency increase |  | Electricity demand and efficiency increase | [21 empty] | Electricity demand and efficiency increase | [11 empty] | Electricity demand and efficiency increase | [12 empty] | Elektrizitätsbedarf und Effizienzsteigerung | [11 empty] | Electricity demand and efficiency increase | [11 empty] | Electricity demand and efficiency increase | [11 empty] | Electricity demand and efficiency increase
2131 | BA25_NR_Healthcare_&_Hospitals | b_de_el_bl_nr_hh | Total electricity demand in baseline | Kilowatt hours per square square meter [kWh/m²*a] |  |  |  |  | 151.35 | 151.35 | 0 | 0 | 0 | City of Helsinki Public Works Department, Kaupungin omistamien rakennusten energiankulutustiedot (2014) and Motiva, Palvelusektorin ominaiskulutuksia (2015) | 2014 | Example, city | Calculated from statistics | Includes spaces that are heated. Calculated by total area. Mean of health care centers (HKR) and hospitals(Motiva) | 3.1546 | 1 | 1 | 1 | 1 | 1 | Total electricity demand in baseline | Energy Use Intensity (EUI) or thousand BTU per square foot per year [kBtu/ft2 per yr] |  | 0 | [8 empty] | Total electricity demand in baseline | Kilowatt hours per square square meter [kWh/m²*a] | 151.35 | 151.35 |  |  |  |  | City of Helsinki Public Works Department, Kaupungin omistamien rakennusten energiankulutustiedot (2014) and Motiva, Palvelusektorin ominaiskulutuksia (2015) | 2014 | Example, city | Calculated from statistics | Includes spaces that are heated. Calculated by total area. Mean of health care centers (HKR) and hospitals(Motiva) | Gesamt Elektrizitäts bedarf | Kilowatt stunden pro Quadratmeter pro Jahr (kWh/m2*a) |  | 0 | [8 empty] | Total electricity demand in baseline | Kilowatt hours per square square meter [kWh/m²*a] |  | 0 | [8 empty] | Total electricity demand in baseline | Kilowatt hours per square square meter [kWh/m²*a] |  | 0 | [8 empty] | Total electricity demand in baseline | Kilowatt hours per square square meter [kWh/m²*a] |  | 0
2132 |  |  | Share of electricity demand in baseline for | [21 empty] | Share of electricity demand in baseline for |  | 0% | 0% | 0% | 0% | 0% | [5 empty] | Share of electricity demand in baseline for |  | 100% | 100% | 0% | 0% |  | 0% | [5 empty] | Anteil Elektrizitäts bedarf für |  | 0% | 0% | 0% | 0% | 0% | [5 empty] | Share of electricity demand in baseline for |  | 0% | 0% | 0% | 0% | 0% | [5 empty] | Share of electricity demand in baseline for |  | 0% | 0% | 0% | 0% | 0% | [5 empty] | Share of electricity demand in baseline for |  | 0% | 0% | 0% | 0% | 0%
2133 | BA25_NR_Healthcare_&_Hospitals | b_de_el_li_bl_sh_nr_hh | Lighting | Percent [0 to 100%] |  |  |  |  | 60% | 60% | 0% | 0% | 0% | D5 Suomen rakentamismääräyskokoelma | 2007 | Example, city | Calculated from stat. inc. assumptions | According to Eneron the values in the regulations correspond well enough to older buildings as well. | 1 | 1 | 1 | 1 | 1 | 1 | Lighting | Percent [0 to 100%] |  | 0% | [8 empty] | Lighting | Percent [0 to 100%] | 60% | 60% |  |  |  |  | D5 Suomen rakentamismääräyskokoelma | 2007 | Example, city | Calculated from stat. inc. assumptions | According to Eneron the values in the regulations correspond well enough to older buildings as well. | Beleuchtung | Prozent [0 bis 100%] |  | 0% | [8 empty] | Lighting | Percent [0 to 100%] |  | 0% | [8 empty] | Lighting | Percent [0 to 100%] |  | 0% | [8 empty] | Lighting | Percent [0 to 100%] |  | 0%
2134 | BA25_NR_Healthcare_&_Hospitals | b_de_el_ap_bl_sh_nr_hh | Appliances | Percent [0 to 100%] |  |  |  |  | 0% | 0% | 0% | 0% | 0% | D5 Suomen rakentamismääräyskokoelma | 2007 | Example, city | Calculated from stat. inc. assumptions | According to Eneron the values in the regulations correspond well enough to older buildings as well. | 1 | 1 | 1 | 1 | 1 | 1 | Appliances | Percent [0 to 100%] |  | 0% | [8 empty] | Appliances | Percent [0 to 100%] |  | 0% |  |  |  |  | D5 Suomen rakentamismääräyskokoelma | 2007 | Example, city | Calculated from stat. inc. assumptions | According to Eneron the values in the regulations correspond well enough to older buildings as well. | Geräte/Techniks | Prozent [0 bis 100%] |  | 0% | [8 empty] | Appliances | Percent [0 to 100%] |  | 0% | [8 empty] | Appliances | Percent [0 to 100%] |  | 0% | [8 empty] | Appliances | Percent [0 to 100%] |  | 0%
2135 | BA25_NR_Healthcare_&_Hospitals | b_de_el_ve_bl_sh_nr_hh | Ventilation | Percent [0 to 100%] |  |  |  |  | 28% | 28% | 0% | 0% | 0% | D5 Suomen rakentamismääräyskokoelma | 2007 | Example, city | Calculated from stat. inc. assumptions | According to Eneron the values in the regulations correspond well enough to older buildings as well. | 1 | 1 | 1 | 1 | 1 | 1 | Ventilation | Percent [0 to 100%] |  | 0% | [8 empty] | Ventilation | Percent [0 to 100%] | 28% | 28% |  |  |  |  | D5 Suomen rakentamismääräyskokoelma | 2007 | Example, city | Calculated from stat. inc. assumptions | According to Eneron the values in the regulations correspond well enough to older buildings as well. | Lüftung | Prozent [0 bis 100%] |  | 0% | [8 empty] | Ventilation | Percent [0 to 100%] |  | 0% | [8 empty] | Ventilation | Percent [0 to 100%] |  | 0% | [8 empty] | Ventilation | Percent [0 to 100%] |  | 0%
2136 | BA25_NR_Healthcare_&_Hospitals | b_de_el_ot_bl_sh_nr_hh | Other | Percent [0 to 100%] |  |  |  |  | 12% | 12% | 0% | 0% | 0% | D5 Suomen rakentamismääräyskokoelma | 2007 | Example, city | Calculated from stat. inc. assumptions | According to Eneron the values in the regulations correspond well enough to older buildings as well. | 1 | 1 | 1 | 1 | 1 | 1 | Other | Percent [0 to 100%] |  | 0% | [8 empty] | Other | Percent [0 to 100%] | 12% | 12% |  |  |  |  | D5 Suomen rakentamismääräyskokoelma | 2007 | Example, city | Calculated from stat. inc. assumptions | According to Eneron the values in the regulations correspond well enough to older buildings as well. | "Andere" | Prozent [0 bis 100%] |  | 0% | [8 empty] | Other | Percent [0 to 100%] |  | 0% | [8 empty] | Other | Percent [0 to 100%] |  | 0% | [8 empty] | Other | Percent [0 to 100%] |  | 0%
2137 |  |  | BAU annual efficiency increase decreasing electricity demand for | [21 empty] | BAU annual efficiency increase decreasing electricity demand for | [11 empty] | BAU annual efficiency increase decreasing electricity demand for | [12 empty] | Jährliche Effizienzverbesserung /verschlechtungen [-100 to 100%], des Elektrizitätsbedarf für | [11 empty] | BAU annual efficiency increase decreasing electricity demand for | [11 empty] | BAU annual efficiency increase decreasing electricity demand for | [11 empty] | BAU annual efficiency increase decreasing electricity demand for
2138 | BA10_Residentials | b_li_ei_nr_hh | Lighting /Lamp stock | Percent [-100 to 100%] | 3 | Excel |  |  | 0% | 0% | 0% | 0% | 0% | [5 empty] | 1 | 1 | 1 | 1 | 1 | 1 | Lighting /Lamp stock | Percent [-100 to 100%] |  | 0% | [8 empty] | Lighting /Lamp stock | Percent [-100 to 100%] |  | 0% | [9 empty] | Beleuchtung | Prozent [-100 bis 100%] |  | 0% | [8 empty] | Lighting /Lamp stock | Percent [-100 to 100%] |  | 0% | [8 empty] | Lighting /Lamp stock | Percent [-100 to 100%] |  | 0% | [8 empty] | Lighting /Lamp stock | Percent [-100 to 100%] |  | 0%
2139 | BA25_NR_Healthcare_&_Hospitals | b_de_el_ap_ei_nr_hh | Appliances | Percent [-100 to 100%] |  |  |  |  | 0% | 0% | 0% | 0% | 0% | [5 empty] | 1 | 1 | 1 | 1 | 1 | 1 | Appliances | Percent [-100 to 100%] |  | 0% | [8 empty] | Appliances | Percent [-100 to 100%] |  | 0% | [9 empty] | Geräte/Technik | Prozent [-100 bis 100%] |  | 0% | [8 empty] | Appliances | Percent [-100 to 100%] |  | 0% | [8 empty] | Appliances | Percent [-100 to 100%] |  | 0% | [8 empty] | Appliances | Percent [-100 to 100%] |  | 0%
2140 | BA25_NR_Healthcare_&_Hospitals | b_de_el_ve_ei_nr_hh | Ventilation | Percent [-100 to 100%] |  |  |  |  | 0% | 0% | 0% | 0% | 0% | [5 empty] | 1 | 1 | 1 | 1 | 1 | 1 | Ventilation | Percent [-100 to 100%] |  | 0% | [8 empty] | Ventilation | Percent [-100 to 100%] |  | 0% | [9 empty] | Lüftung | Prozent [-100 bis 100%] |  | 0% | [8 empty] | Ventilation | Percent [-100 to 100%] |  | 0% | [8 empty] | Ventilation | Percent [-100 to 100%] |  | 0% | [8 empty] | Ventilation | Percent [-100 to 100%] |  | 0%
2141 | BA25_NR_Healthcare_&_Hospitals | b_de_el_ot_ei_nr_hh | Other | Percent [-100 to 100%] |  |  |  |  | 0% | 0% | 0% | 0% | 0% | [5 empty] | 1 | 1 | 1 | 1 | 1 | 1 | Other | Percent [-100 to 100%] |  | 0% | [8 empty] | Other | Percent [-100 to 100%] |  | 0% | [9 empty] | Andere | Prozent [-100 bis 100%] |  | 0% | [8 empty] | Other | Percent [-100 to 100%] |  | 0% | [8 empty] | Other | Percent [-100 to 100%] |  | 0% | [8 empty] | Other | Percent [-100 to 100%] |  | 0%
2142
2143 | Cooling demand and efficiency increase |  | Cooling demand and efficiency increase | [21 empty] | Cooling demand and efficiency increase | [11 empty] | Cooling demand and efficiency increase | [12 empty] | Kältebedarf und Effizienzsteigerung | [11 empty] | Cooling demand and efficiency increase | [11 empty] | Cooling demand and efficiency increase | [11 empty] | Cooling demand and efficiency increase
2144 | BA25_NR_Healthcare_&_Hospitals | b_de_co_bl_nr_hh | Total cooling demand in baseline | Kilowatt hours per square square meter [kWh/m²*a] |  |  |  |  | 5.61 | 5.61 | 7.778 | 7.778 | 7.778 | Helsingin 30 % päästövähennysselvitys http://www.hel.fi/static/ymk/julkaisut/julkaisu-07-14.pdf | 2015 | Average, City | Calculated from statistics | city's district cooling demand allocated to all non residential buildings equally, according to their m2 | 3.1546 | 1 | 1 | 1 | 1 | 1 | Total cooling demand in baseline | Energy Use Intensity (EUI) or thousand BTU per square foot per year [kBtu/ft2 per yr] |  | 0 | [8 empty] | Total cooling demand in baseline | Kilowatt hours per square square meter [kWh/m²*a] | 5.61 | 5.61 | 7.778 | 7.778 | 7.778 | 7.778 | Helsingin 30 % päästövähennysselvitys http://www.hel.fi/static/ymk/julkaisut/julkaisu-07-14.pdf | 2015 | Average, City | Calculated from statistics | city's district cooling demand allocated to all non residential buildings equally, according to their m2 | Gesamt Kältebedarf | Kilowatt stunden pro Quadratmeter pro Jahr (kWh/m2*a) |  | 0 | [8 empty] | Total cooling demand in baseline | Kilowatt hours per square square meter [kWh/m²*a] |  | 0 | [8 empty] | Total cooling demand in baseline | Kilowatt hours per square square meter [kWh/m²*a] |  | 0 | [8 empty] | Total cooling demand in baseline | Kilowatt hours per square square meter [kWh/m²*a] |  | 0
2145 |  |  | Share of cooling demand in baseline due to | [21 empty] | Share of cooling demand in baseline due to |  | 0% | 0% | 0% | 0% | 0% | [5 empty] | Share of cooling demand in baseline due to |  | 0% | 0% | 0% | 0% |  | 0% | [5 empty] | Anteil Kältebedarf für |  | 0% | 0% | 0% | 0% | 0% | [5 empty] | Share of cooling demand in baseline due to |  | 0% | 0% | 0% | 0% | 0% | [5 empty] | Share of cooling demand in baseline due to |  | 0% | 0% | 0% | 0% | 0% | [5 empty] | Share of cooling demand in baseline due to |  | 0% | 0% | 0% | 0% | 0%
2146 | BA25_NR_Healthcare_&_Hospitals | b_de_co_le_bl_sh_nr_hh | Infiltration | Percent [0 to 100%] |  |  |  |  | 0% | 0% | 0% | 0% | 0% | [5 empty] | 1 | 1 | 1 | 1 | 1 | 1 | Infiltration | Percent [0 to 100%] |  | 0% | [8 empty] | Infiltration | Percent [0 to 100%] |  | 0% | [9 empty] | Infiltration | Prozent [0 bis 100%] |  | 0% | [8 empty] | Infiltration | Percent [0 to 100%] |  | 0% | [8 empty] | Infiltration | Percent [0 to 100%] |  | 0% | [8 empty] | Infiltration | Percent [0 to 100%] |  | 0%
2147 | BA25_NR_Healthcare_&_Hospitals | b_de_co_ve_bl_sh_nr_hh | Ventilation | Percent [0 to 100%] |  |  |  |  | 0% | 0% | 0% | 0% | 0% | [5 empty] | 1 | 1 | 1 | 1 | 1 | 1 | Ventilation | Percent [0 to 100%] |  | 0% | [8 empty] | Ventilation | Percent [0 to 100%] |  | 0% | [9 empty] | Lüftung | Prozent [0 bis 100%] |  | 0% | [8 empty] | Ventilation | Percent [0 to 100%] |  | 0% | [8 empty] | Ventilation | Percent [0 to 100%] |  | 0% | [8 empty] | Ventilation | Percent [0 to 100%] |  | 0%
2148 | BA25_NR_Healthcare_&_Hospitals | b_de_co_wa_bl_sh_nr_hh | Losses through walls through transmission | Percent [0 to 100%] |  |  |  |  | 0% | 0% | 0% | 0% | 0% | [5 empty] | 1 | 1 | 1 | 1 | 1 | 1 | Losses through walls through transmission | Percent [0 to 100%] |  | 0% | [8 empty] | Losses through walls through transmission | Percent [0 to 100%] |  | 0% | [9 empty] | Verluste durch Wanddurchgang (transmission) | Prozent [0 bis 100%] |  | 0% | [8 empty] | Losses through walls through transmission | Percent [0 to 100%] |  | 0% | [8 empty] | Losses through walls through transmission | Percent [0 to 100%] |  | 0% | [8 empty] | Losses through walls through transmission | Percent [0 to 100%] |  | 0%
2149 | BA25_NR_Healthcare_&_Hospitals | b_de_co_wi_sr_bl_sh_nr_hh | Heat input by solar radiation through windows | Percent [0 to 100%] |  |  |  |  | 0% | 0% | 0% | 0% | 0% | [5 empty] | 1 | 1 | 1 | 1 | 1 | 1 | Heat input by solar radiation through windows | Percent [0 to 100%] |  | 0% | [8 empty] | Heat input by solar radiation through windows | Percent [0 to 100%] |  | 0% | [9 empty] | Wärmeeintrag durch Fenster (solar radiation) | Prozent [0 bis 100%] |  | 0% | [8 empty] | Heat input by solar radiation through windows | Percent [0 to 100%] |  | 0% | [8 empty] | Heat input by solar radiation through windows | Percent [0 to 100%] |  | 0% | [8 empty] | Heat input by solar radiation through windows | Percent [0 to 100%] |  | 0%
2150 | BA25_NR_Healthcare_&_Hospitals | b_de_co_wi_tr_bl_sh_nr_hh | Losses through windows through transmission | Percent [0 to 100%] |  |  |  |  | 0% | 0% | 0% | 0% | 0% | [5 empty] | 1 | 1 | 1 | 1 | 1 | 1 | Losses through windows through transmission | Percent [0 to 100%] |  | 0% | [8 empty] | Losses through windows through transmission | Percent [0 to 100%] |  | 0% | [9 empty] | Verluste durch Fensterdurchgang (transmission) | Prozent [0 bis 100%] |  | 0% | [8 empty] | Losses through windows through transmission | Percent [0 to 100%] |  | 0% | [8 empty] | Losses through windows through transmission | Percent [0 to 100%] |  | 0% | [8 empty] | Losses through windows through transmission | Percent [0 to 100%] |  | 0%
2151 | BA25_NR_Healthcare_&_Hospitals | b_de_co_ot_bl_sh_nr_hh | Other effects (e.g. people, electrical Appliances) | Percent [0 to 100%] |  |  |  |  | 0% | 0% | 0% | 0% | 0% | [5 empty] | 1 | 1 | 1 | 1 | 1 | 1 | Other effects (e.g. people, electrical Appliances) | Percent [0 to 100%] |  | 0% | [8 empty] | Other effects (e.g. people, electrical Appliances) | Percent [0 to 100%] |  | 0% | [9 empty] | Andere Effekts (e.g. Personen, Geräte/Technik) | Prozent [0 bis 100%] |  | 0% | [8 empty] | Other effects (e.g. people, electrical Appliances) | Percent [0 to 100%] |  | 0% | [8 empty] | Other effects (e.g. people, electrical Appliances) | Percent [0 to 100%] |  | 0% | [8 empty] | Other effects (e.g. people, electrical Appliances) | Percent [0 to 100%] |  | 0%
2152 |  |  | BAU annual efficiency increase, decreasing cooling demand due to losses through | [21 empty] | BAU annual efficiency increase, decreasing cooling demand due to losses through | [11 empty] | BAU annual efficiency increase, decreasing cooling demand due to losses through | [12 empty] | Jährliche Effizienzverbesserung/verschlechterung [-100 to 100%], des Kältebedarfs durch | [11 empty] | BAU annual efficiency increase, decreasing cooling demand due to losses through | [11 empty] | BAU annual efficiency increase, decreasing cooling demand due to losses through | [11 empty] | BAU annual efficiency increase, decreasing cooling demand due to losses through
2153 | BA25_NR_Healthcare_&_Hospitals | b_de_co_le_ei_nr_hh | Infiltration | Percent [-100 to 100%] |  |  |  |  | 0% | 0% | 0% | 0% | 0% | [5 empty] | 1 | 1 | 1 | 1 | 1 | 1 | Infiltration | Percent [-100 to 100%] |  | 0% | [8 empty] | Infiltration | Percent [-100 to 100%] |  | 0% | [9 empty] | Verluste durch Infiltration | Prozent [-100 bis 100%] |  | 0% | [8 empty] | Infiltration | Percent [-100 to 100%] |  | 0% | [8 empty] | Infiltration | Percent [-100 to 100%] |  | 0% | [8 empty] | Infiltration | Percent [-100 to 100%] |  | 0%
2154 | BA25_NR_Healthcare_&_Hospitals | b_de_co_ve_ei_nr_hh | Ventilation | Percent [-100 to 100%] |  |  |  |  | 0% | 0% | 0% | 0% | 0% | [5 empty] | 1 | 1 | 1 | 1 | 1 | 1 | Ventilation | Percent [-100 to 100%] |  | 0% | [8 empty] | Ventilation | Percent [-100 to 100%] |  | 0% | [9 empty] | Verluste durch Lüftung | Prozent [-100 bis 100%] |  | 0% | [8 empty] | Ventilation | Percent [-100 to 100%] |  | 0% | [8 empty] | Ventilation | Percent [-100 to 100%] |  | 0% | [8 empty] | Ventilation | Percent [-100 to 100%] |  | 0%
2155 | BA25_NR_Healthcare_&_Hospitals | b_de_co_ot_ei_nr_hh | Other (e.g. electric appliances, people) | Percent [-100 to 100%] |  |  |  |  | 0% | 0% | 0% | 0% | 0% | [5 empty] | 1 | 1 | 1 | 1 | 1 | 1 | Other (e.g. electric appliances, people) | Percent [-100 to 100%] |  | 0% | [8 empty] | Other (e.g. electric appliances, people) | Percent [-100 to 100%] |  | 0% | [9 empty] | Andere Effekts (e.g. Personen, Geräte/Technik) | Prozent [-100 bis 100%] |  | 0% | [8 empty] | Other (e.g. electric appliances, people) | Percent [-100 to 100%] |  | 0% | [8 empty] | Other (e.g. electric appliances, people) | Percent [-100 to 100%] |  | 0% | [8 empty] | Other (e.g. electric appliances, people) | Percent [-100 to 100%] |  | 0%
2156
2157 | Heat demand including warm water and efficiency increase |  | Heat demand including warm water and efficiency increase | [21 empty] | Heat demand including warm water and efficiency increase | [11 empty] | Heat demand including warm water and efficiency increase | [12 empty] | Wärmebedarf inklusive Warmwasser und Effizienzsteigerung | [11 empty] | Heat demand including warm water and efficiency increase | [11 empty] | Heat demand including warm water and efficiency increase | [11 empty] | Heat demand including warm water and efficiency increase
2158 | BA25_NR_Healthcare_&_Hospitals | b_de_he_bl_nr_hh | Total heat demand in baseline | Kilowatt hours per square square meter [kWh/m²*a] |  |  |  |  | 212.4 | 212.4 | 0 | 0 | 0 | City of Helsinki Public Works Department, Kaupungin omistamien rakennusten energiankulutustiedot (2014) and Motiva, Palvelusektorin ominaiskulutuksia (2015) | 2014 | Example, city | Extrapolated | City-owned buildings only. Includes spaces that are heated. Calculated by total area. Mean of hospitals (motiva) and health care centers (HKR) | 3.1546 | 1 | 1 | 1 | 1 | 1 | Total heat demand in baseline | Energy Use Intensity (EUI) or thousand BTU per square foot per year [kBtu/ft2 per yr] |  | 0 | [8 empty] | Total heat demand in baseline | Kilowatt hours per square square meter [kWh/m²*a] | 212.4 | 212.4 |  |  |  |  | City of Helsinki Public Works Department, Kaupungin omistamien rakennusten energiankulutustiedot (2014) and Motiva, Palvelusektorin ominaiskulutuksia (2015) | 2014 | Example, city | Extrapolated | City-owned buildings only. Includes spaces that are heated. Calculated by total area. Mean of hospitals (motiva) and health care centers (HKR) | Gesamt Wärmebedarf | Kilowatt stunden pro Quadratmeter pro Jahr (kWh/m2*a) |  | 0 | [8 empty] | Total heat demand in baseline | Kilowatt hours per square square meter [kWh/m²*a] |  | 0 | [8 empty] | Total heat demand in baseline | Kilowatt hours per square square meter [kWh/m²*a] |  | 0 | [8 empty] | Total heat demand in baseline | Kilowatt hours per square square meter [kWh/m²*a] |  | 0
2159 |  |  | Share of baseline heat demand due to losses through | [21 empty] | Share of baseline heat demand due to losses through |  | 0% | 0% | 0% | 0% | 0% | [5 empty] | Share of baseline heat demand due to losses through |  | 0% | 0% | 0% | 0% |  | 0% | [5 empty] | Anteil Wärmebedarf durch Verluste von |  | 0% | 0% | 0% | 0% | 0% | [5 empty] | Share of baseline heat demand due to losses through |  | 0% | 0% | 0% | 0% | 0% | [5 empty] | Share of baseline heat demand due to losses through |  | 0% | 0% | 0% | 0% | 0% | [5 empty] | Share of baseline heat demand due to losses through |  | 0% | 0% | 0% | 0% | 0%
2160 | BA25_NR_Healthcare_&_Hospitals | b_de_he_le_bl_sh_nr_hh | Infiltration | Percent [0 to 100%] |  |  |  |  | 0% | 0% | 0% | 0% | 0% | [5 empty] | 1 | 1 | 1 | 1 | 1 | 1 | Infiltration | Percent [0 to 100%] |  | 0% | [8 empty] | Infiltration | Percent [0 to 100%] |  | 0% | [9 empty] | Infiltration | Prozent [0 bis 100%] |  | 0% | [8 empty] | Infiltration | Percent [0 to 100%] |  | 0% | [8 empty] | Infiltration | Percent [0 to 100%] |  | 0% | [8 empty] | Infiltration | Percent [0 to 100%] |  | 0%
2161 | BA25_NR_Healthcare_&_Hospitals | b_de_he_ve_bl_sh_nr_hh | Ventilation | Percent [0 to 100%] |  |  |  |  | 0% | 0% | 0% | 0% | 0% | [5 empty] | 1 | 1 | 1 | 1 | 1 | 1 | Ventilation | Percent [0 to 100%] |  | 0% | [8 empty] | Ventilation | Percent [0 to 100%] |  | 0% | [9 empty] | Lüftung | Prozent [0 bis 100%] |  | 0% | [8 empty] | Ventilation | Percent [0 to 100%] |  | 0% | [8 empty] | Ventilation | Percent [0 to 100%] |  | 0% | [8 empty] | Ventilation | Percent [0 to 100%] |  | 0%
2162 | BA25_NR_Healthcare_&_Hospitals | b_de_he_wa_bl_sh_nr_hh | Walls | Percent [0 to 100%] |  |  |  |  | 0% | 0% | 0% | 0% | 0% | [5 empty] | 1 | 1 | 1 | 1 | 1 | 1 | Walls | Percent [0 to 100%] |  | 0% | [8 empty] | Walls | Percent [0 to 100%] |  | 0% | [9 empty] | Wand | Prozent [0 bis 100%] |  | 0% | [8 empty] | Walls | Percent [0 to 100%] |  | 0% | [8 empty] | Walls | Percent [0 to 100%] |  | 0% | [8 empty] | Walls | Percent [0 to 100%] |  | 0%
2163 | BA25_NR_Healthcare_&_Hospitals | b_de_he_wi_bl_sh_nr_hh | Windows | Percent [0 to 100%] |  |  |  |  | 0% | 0% | 0% | 0% | 0% | [5 empty] | 1 | 1 | 1 | 1 | 1 | 1 | Windows | Percent [0 to 100%] |  | 0% | [8 empty] | Windows | Percent [0 to 100%] |  | 0% | [9 empty] | Fenster | Prozent [0 bis 100%] |  | 0% | [8 empty] | Windows | Percent [0 to 100%] |  | 0% | [8 empty] | Windows | Percent [0 to 100%] |  | 0% | [8 empty] | Windows | Percent [0 to 100%] |  | 0%
2164 | BA25_NR_Healthcare_&_Hospitals | b_de_he_fl_bl_sh_nr_hh | Floors | Percent [0 to 100%] |  |  |  |  | 0% | 0% | 0% | 0% | 0% | [5 empty] | 1 | 1 | 1 | 1 | 1 | 1 | Floors | Percent [0 to 100%] |  | 0% | [8 empty] | Floors | Percent [0 to 100%] |  | 0% | [9 empty] | Boden | Prozent [0 bis 100%] |  | 0% | [8 empty] | Floors | Percent [0 to 100%] |  | 0% | [8 empty] | Floors | Percent [0 to 100%] |  | 0% | [8 empty] | Floors | Percent [0 to 100%] |  | 0%
2165 | BA25_NR_Healthcare_&_Hospitals | b_de_he_ro_bl_sh_nr_hh | Roofs | Percent [0 to 100%] |  |  |  |  | 0% | 0% | 0% | 0% | 0% | [5 empty] | 1 | 1 | 1 | 1 | 1 | 1 | Roofs | Percent [0 to 100%] |  | 0% | [8 empty] | Roofs | Percent [0 to 100%] |  | 0% | [9 empty] | Dach | Prozent [0 bis 100%] |  | 0% | [8 empty] | Roofs | Percent [0 to 100%] |  | 0% | [8 empty] | Roofs | Percent [0 to 100%] |  | 0% | [8 empty] | Roofs | Percent [0 to 100%] |  | 0%
2166 | BA25_NR_Healthcare_&_Hospitals | b_de_he_ot_bl_sh_nr_hh | Other | Percent [0 to 100%] |  |  |  |  | 0% | 0% | 0% | 0% | 0% | [5 empty] | 1 | 1 | 1 | 1 | 1 | 1 | Other | Percent [0 to 100%] |  | 0% | [8 empty] | Other | Percent [0 to 100%] |  | 0% | [9 empty] | Andere | Prozent [0 bis 100%] |  | 0% | [8 empty] | Other | Percent [0 to 100%] |  | 0% | [8 empty] | Other | Percent [0 to 100%] |  | 0% | [8 empty] | Other | Percent [0 to 100%] |  | 0%
2167 | BA25_NR_Healthcare_&_Hospitals | b_de_he_ww_bl_sh_nr_hh | Share of heat demand for warm water in baseline | Percent [0 to 100%] |  |  |  |  | 0% | 0% | 0% | 0% | 0% | [5 empty] | 1 | 1 | 1 | 1 | 1 | 1 | Share of heat demand for warm water in baseline | Percent [0 to 100%] |  | 0% | [8 empty] | Share of heat demand for warm water in baseline | Percent [0 to 100%] |  | 0% | [9 empty] | Anteil Wärmebedarf für Warmwasser | Prozent [0 bis 100%] |  | 0% | [8 empty] | Share of heat demand for warm water in baseline | Percent [0 to 100%] |  | 0% | [8 empty] | Share of heat demand for warm water in baseline | Percent [0 to 100%] |  | 0% | [8 empty] | Share of heat demand for warm water in baseline | Percent [0 to 100%] |  | 0%
2168 |  |  | BAU annual efficiency increase, decreasing thermal losses through | [21 empty] | BAU annual efficiency increase, decreasing thermal losses through | [11 empty] | BAU annual efficiency increase, decreasing thermal losses through | [12 empty] | Jährliche Effizienzverbesserung/verschlechterung [-100 to 100%], des Wärmebedarfs durch | [11 empty] | BAU annual efficiency increase, decreasing thermal losses through | [11 empty] | BAU annual efficiency increase, decreasing thermal losses through | [11 empty] | BAU annual efficiency increase, decreasing thermal losses through
2169 | BA25_NR_Healthcare_&_Hospitals | b_de_he_le_ei_nr_hh | Infiltration | Percent [-100 to 100%] |  |  |  |  | 0% | 0% | 0% | 0% | 0% | [5 empty] | 1 | 1 | 1 | 1 | 1 | 1 | Infiltration | Percent [-100 to 100%] |  | 0% | [8 empty] | Infiltration | Percent [-100 to 100%] |  | 0% | [9 empty] | Infiltration | Prozent [-100 bis 100%] |  | 0% | [8 empty] | Infiltration | Percent [-100 to 100%] |  | 0% | [8 empty] | Infiltration | Percent [-100 to 100%] |  | 0% | [8 empty] | Infiltration | Percent [-100 to 100%] |  | 0%
2170 | BA25_NR_Healthcare_&_Hospitals | b_de_he_ve_ei_nr_hh | Ventilation | Percent [-100 to 100%] |  |  |  |  | 0% | 0% | 0% | 0% | 0% | [5 empty] | 1 | 1 | 1 | 1 | 1 | 1 | Ventilation | Percent [-100 to 100%] |  | 0% | [8 empty] | Ventilation | Percent [-100 to 100%] |  | 0% | [9 empty] | Lüftung | Prozent [-100 bis 100%] |  | 0% | [8 empty] | Ventilation | Percent [-100 to 100%] |  | 0% | [8 empty] | Ventilation | Percent [-100 to 100%] |  | 0% | [8 empty] | Ventilation | Percent [-100 to 100%] |  | 0%
2171 | BA25_NR_Healthcare_&_Hospitals | b_de_he_fl_ei_nr_hh | Floors | Percent [-100 to 100%] |  |  |  |  | 0% | 0% | 0% | 0% | 0% | [5 empty] | 1 | 1 | 1 | 1 | 1 | 1 | Floors | Percent [-100 to 100%] |  | 0% | [8 empty] | Floors | Percent [-100 to 100%] |  | 0% | [9 empty] | Boden | Prozent [-100 bis 100%] |  | 0% | [8 empty] | Floors | Percent [-100 to 100%] |  | 0% | [8 empty] | Floors | Percent [-100 to 100%] |  | 0% | [8 empty] | Floors | Percent [-100 to 100%] |  | 0%
2172 | BA25_NR_Healthcare_&_Hospitals | b_de_he_ro_ei_nr_hh | Roofs | Percent [-100 to 100%] |  |  |  |  | 0% | 0% | 0% | 0% | 0% | [5 empty] | 1 | 1 | 1 | 1 | 1 | 1 | Roofs | Percent [-100 to 100%] |  | 0% | [8 empty] | Roofs | Percent [-100 to 100%] |  | 0% | [9 empty] | Dach | Prozent [-100 bis 100%] |  | 0% | [8 empty] | Roofs | Percent [-100 to 100%] |  | 0% | [8 empty] | Roofs | Percent [-100 to 100%] |  | 0% | [8 empty] | Roofs | Percent [-100 to 100%] |  | 0%
2173 | BA25_NR_Healthcare_&_Hospitals | b_de_he_ot_ei_nr_hh | Other reasons | Percent [-100 to 100%] |  |  |  |  | 0% | 0% | 0% | 0% | 0% | [5 empty] | 1 | 1 | 1 | 1 | 1 | 1 | Other reasons | Percent [-100 to 100%] |  | 0% | [8 empty] | Other reasons | Percent [-100 to 100%] |  | 0% | [9 empty] | Andere | Prozent [-100 bis 100%] |  | 0% | [8 empty] | Other reasons | Percent [-100 to 100%] |  | 0% | [8 empty] | Other reasons | Percent [-100 to 100%] |  | 0% | [8 empty] | Other reasons | Percent [-100 to 100%] |  | 0%
2174 | BA25_NR_Healthcare_&_Hospitals | b_de_he_ww_ei_nr_hh | BAU annual Efficiency increase, decreasing warm water demand | Percent [-100 to 100%] |  |  |  |  | 0% | 0% | 0% | 0% | 0% | [5 empty] | 1 | 1 | 1 | 1 | 1 | 1 | BAU annual Efficiency increase, decreasing warm water demand | Percent [-100 to 100%] |  | 0% | [8 empty] | BAU annual Efficiency increase, decreasing warm water demand | Percent [-100 to 100%] |  | 0% | [9 empty] | Jährliche Effizienzverbesserung/verschlechtung Warmwasserbedarf | Prozent [-100 bis 100%] |  | 0% | [8 empty] | BAU annual Efficiency increase, decreasing warm water demand | Percent [-100 to 100%] |  | 0% | [8 empty] | BAU annual Efficiency increase, decreasing warm water demand | Percent [-100 to 100%] |  | 0% | [8 empty] | BAU annual Efficiency increase, decreasing warm water demand | Percent [-100 to 100%] |  | 0%
2175
2176 | Lever specific parameter |  | Lever specific parameter | [21 empty] | Lever specific parameter | [11 empty] | Lever specific parameter | [12 empty] | Hebel spezifische Parameter | [11 empty] | Lever specific parameter | [11 empty] | Lever specific parameter | [11 empty] | Lever specific parameter
2177 | BA25_NR_Healthcare_&_Hospitals | b_ra_waa_nr_hh | Ratio of wall area / effective area | Ratio [-] |  |  |  |  | 0 | 0 | 0 | 0 | 0 | [5 empty] | 1 | 1 | 1 | 1 | 1 | 1 | Ratio of wall area / effective area | Ratio [-] |  | 0 | [8 empty] | Ratio of wall area / effective area | Ratio [-] |  | 0 | [9 empty] | Verhältnis zwischen Wandfläche / effektive Fläche | Ratio [-] |  | 0 | [8 empty] | Ratio of wall area / effective area | Ratio [-] |  | 0 | [8 empty] | Ratio of wall area / effective area | Ratio [-] |  | 0 | [8 empty] | Ratio of wall area / effective area | Ratio [-] |  | 0
2178 | BA25_NR_Healthcare_&_Hospitals | b_ra_wwa_nr_hh | Ratio of window/effective area | Ratio [-] |  |  |  |  | 0 | 0 | 0 | 0 | 0 | [5 empty] | 1 | 1 | 1 | 1 | 1 | 1 | Ratio of window/effective area | Ratio [-] |  | 0 | [8 empty] | Ratio of window/effective area | Ratio [-] |  | 0 | [9 empty] | Verhältnis zwischen Fenster/effektive Fläche | Ratio [-] |  | 0 | [8 empty] | Ratio of window/effective area | Ratio [-] |  | 0 | [8 empty] | Ratio of window/effective area | Ratio [-] |  | 0 | [8 empty] | Ratio of window/effective area | Ratio [-] |  | 0
2179 | BA25_NR_Healthcare_&_Hospitals | b_gl_uv_wi_bl_nr_hh | U-value of windows in baseline (R=1/U) | U Value [Watts/square meter Kelvin] [W/m²*K] |  |  |  |  | 0 | 0 | 0 | 0 | 0 | [5 empty] | 5.6783 | 1 | 1 | 1 | 1 | 1 | U-value of windows in baseline (R=1/U) | Btu per square foot per degree Farenheit per hour [Btu/ft2*0F*h] |  | 0 | [8 empty] | U-value of windows in baseline (R=1/U) | U Value [Watts/square meter Kelvin] [W/m²*K] |  | 0 | [9 empty] | U-value Fenster (R=1/U) | U Value [Watts/square meter Kelvin] [W/m²*K] |  | 0 | [8 empty] | U-value of windows in baseline (R=1/U) | U Value [Watts/square meter Kelvin] [W/m²*K] |  | 0 | [8 empty] | U-value of windows in baseline (R=1/U) | U Value [Watts/square meter Kelvin] [W/m²*K] |  | 0 | [8 empty] | U-value of windows in baseline (R=1/U) | U Value [Watts/square meter Kelvin] [W/m²*K] |  | 0
2180 | BA25_NR_Healthcare_&_Hospitals | b_gl_gv_wi_bl_nr_hh | Solar heat gain coefficient "G-Value" of windows in baseline | Percent [0 to 100%] |  |  |  |  | 0% | 0% | 0% | 0% | 0% | [5 empty] | 1 | 1 | 1 | 1 | 1 | 1 | Solar heat gain coefficient "G-Value" of windows in baseline | Percent [0 to 100%] |  | 0% | [8 empty] | Solar heat gain coefficient "G-Value" of windows in baseline | Percent [0 to 100%] |  | 0% | [9 empty] | Solar Wärmezuwachskoeffizient "G-Value" Fenster | Prozent [0 bis 100%] |  | 0% | [8 empty] | Solar heat gain coefficient "G-Value" of windows in baseline | Percent [0 to 100%] |  | 0% | [8 empty] | Solar heat gain coefficient "G-Value" of windows in baseline | Percent [0 to 100%] |  | 0% | [8 empty] | Solar heat gain coefficient "G-Value" of windows in baseline | Percent [0 to 100%] |  | 0%
2181 | BA25_NR_Healthcare_&_Hospitals | b_gl_gv_wi_ei_nr_hh | BAU annual efficiency increase of G-value of windows | Percent [-100 to 100%] |  |  |  |  | 0% | 0% | 0% | 0% | 0% | [5 empty] | 1 | 1 | 1 | 1 | 1 | 1 | BAU annual efficiency increase of G-value of windows | Percent [-100 to 100%] |  | 0% | [8 empty] | BAU annual efficiency increase of G-value of windows | Percent [-100 to 100%] |  | 0% | [9 empty] | Jährliche Effizienzsteigerung G-value Fenster | Prozent [-100 bis 100%] |  | 0% | [8 empty] | BAU annual efficiency increase of G-value of windows | Percent [-100 to 100%] |  | 0% | [8 empty] | BAU annual efficiency increase of G-value of windows | Percent [-100 to 100%] |  | 0% | [8 empty] | BAU annual efficiency increase of G-value of windows | Percent [-100 to 100%] |  | 0%
2182 | BA25_NR_Healthcare_&_Hospitals | b_gl_uv_wi_ei_nr_hh | BAU annual efficiency increase of U-value of windows | Percent [-100 to 100%] |  |  |  |  | 0% | 0% | 0% | 0% | 0% | [5 empty] | 1 | 1 | 1 | 1 | 1 | 1 | BAU annual efficiency increase of U-value of windows | Percent [-100 to 100%] |  | 0% | [8 empty] | BAU annual efficiency increase of U-value of windows | Percent [-100 to 100%] |  | 0% | [9 empty] | Jährliche Effizienzsteigerung U-value Fenster | Prozent [-100 bis 100%] |  | 0% | [8 empty] | BAU annual efficiency increase of U-value of windows | Percent [-100 to 100%] |  | 0% | [8 empty] | BAU annual efficiency increase of U-value of windows | Percent [-100 to 100%] |  | 0% | [8 empty] | BAU annual efficiency increase of U-value of windows | Percent [-100 to 100%] |  | 0%
2183 | BA25_NR_Healthcare_&_Hospitals | b_wi_uv_wa_bl_nr_hh | U-value of building walls in baseline (R=1/U) | U Value [Watts/square meter Kelvin] [W/m²*K] |  |  |  |  | 0 | 0 | 0 | 0 | 0 | [5 empty] | 5.6783 | 1 | 1 | 1 | 1 | 1 | U-value of building walls in baseline (R=1/U) | Btu per square foot per degree Farenheit per hour [Btu/ft2*0F*h] |  | 0 | [8 empty] | U-value of building walls in baseline (R=1/U) | U Value [Watts/square meter Kelvin] [W/m²*K] |  | 0 | [9 empty] | U-value Gebäude Wand (R=1/U) | U Value [Watts/square meter Kelvin] [W/m²*K] |  | 0 | [8 empty] | U-value of building walls in baseline (R=1/U) | U Value [Watts/square meter Kelvin] [W/m²*K] |  | 0 | [8 empty] | U-value of building walls in baseline (R=1/U) | U Value [Watts/square meter Kelvin] [W/m²*K] |  | 0 | [8 empty] | U-value of building walls in baseline (R=1/U) | U Value [Watts/square meter Kelvin] [W/m²*K] |  | 0
2184 |  |  | Average run time per year of | [21 empty] | Average run time per year of | [11 empty] | Average run time per year of | [12 empty] | Durchschnittliche Betriebszeit pro Jahr von | [11 empty] | Average run time per year of | [11 empty] | Average run time per year of | [11 empty] | Average run time per year of
2185 | BA25_NR_Healthcare_&_Hospitals | b_li_rt_cf_nr_hh | Compact fluorescent lamps | Hours per year [h/a] |  |  |  |  | 0 | 0 | 0 | 0 | 0 | [5 empty] | 1 | 1 | 1 | 1 | 1 | 1 | Compact fluorescent lamps | Hours per year [h/a] |  | 0 | [8 empty] | Compact fluorescent lamps | Hours per year [h/a] |  | 0 | [9 empty] | KompaktLeuchtstofflampe | Stunden pro year [h/a] |  | 0 | [8 empty] | Compact fluorescent lamps | Hours per year [h/a] |  | 0 | [8 empty] | Compact fluorescent lamps | Hours per year [h/a] |  | 0 | [8 empty] | Compact fluorescent lamps | Hours per year [h/a] |  | 0
2186 | BA25_NR_Healthcare_&_Hospitals | b_li_rt_fl_nr_hh | Fluorescent lamps | Hours per year [h/a] |  |  |  |  | 0 | 0 | 0 | 0 | 0 | [5 empty] | 1 | 1 | 1 | 1 | 1 | 1 | Fluorescent lamps | Hours per year [h/a] |  | 0 | [8 empty] | Fluorescent lamps | Hours per year [h/a] |  | 0 | [9 empty] | Leuchtstofflampe | Stunden pro year [h/a] |  | 0 | [8 empty] | Fluorescent lamps | Hours per year [h/a] |  | 0 | [8 empty] | Fluorescent lamps | Hours per year [h/a] |  | 0 | [8 empty] | Fluorescent lamps | Hours per year [h/a] |  | 0
2187 | BA25_NR_Healthcare_&_Hospitals | b_li_rt_haL_nr_hh | Low voltage halogen lamps | Hours per year [h/a] |  |  |  |  | 0 | 0 | 0 | 0 | 0 | [5 empty] | 1 | 1 | 1 | 1 | 1 | 1 | Low voltage halogen lamps | Hours per year [h/a] |  | 0 | [8 empty] | Low voltage halogen lamps | Hours per year [h/a] |  | 0 | [9 empty] | Niederspannungshalogen Lampe | Stunden pro year [h/a] |  | 0 | [8 empty] | Low voltage halogen lamps | Hours per year [h/a] |  | 0 | [8 empty] | Low voltage halogen lamps | Hours per year [h/a] |  | 0 | [8 empty] | Low voltage halogen lamps | Hours per year [h/a] |  | 0
2188 | BA25_NR_Healthcare_&_Hospitals | b_li_rt_haM_nr_hh | Medium voltage halogen lamps | Hours per year [h/a] |  |  |  |  | 0 | 0 | 0 | 0 | 0 | [5 empty] | 1 | 1 | 1 | 1 | 1 | 1 | Medium voltage halogen lamps | Hours per year [h/a] |  | 0 | [8 empty] | Medium voltage halogen lamps | Hours per year [h/a] |  | 0 | [9 empty] | mittelspannungshalogen Lampe | Stunden pro year [h/a] |  | 0 | [8 empty] | Medium voltage halogen lamps | Hours per year [h/a] |  | 0 | [8 empty] | Medium voltage halogen lamps | Hours per year [h/a] |  | 0 | [8 empty] | Medium voltage halogen lamps | Hours per year [h/a] |  | 0
2189 | BA25_NR_Healthcare_&_Hospitals | b_li_rt_in_nr_hh | Incandescent lamps | Hours per year [h/a] |  |  |  |  | 0 | 0 | 0 | 0 | 0 | [5 empty] | 1 | 1 | 1 | 1 | 1 | 1 | Incandescent lamps | Hours per year [h/a] |  | 0 | [8 empty] | Incandescent lamps | Hours per year [h/a] |  | 0 | [9 empty] | Glühlampe | Stunden pro year [h/a] |  | 0 | [8 empty] | Incandescent lamps | Hours per year [h/a] |  | 0 | [8 empty] | Incandescent lamps | Hours per year [h/a] |  | 0 | [8 empty] | Incandescent lamps | Hours per year [h/a] |  | 0
2190 |  |  | Share of | [21 empty] | Share of |  | 0% | 0% | 0% | 0% | 0% | [5 empty] | Share of |  | 0% | 0% | 0% | 0% |  | 0% | [5 empty] | Anteil of |  | 0% | 0% | 0% | 0% | 0% | [5 empty] | Share of |  | 0% | 0% | 0% | 0% | 0% | [5 empty] | Share of |  | 0% | 0% | 0% | 0% | 0% | [5 empty] | Share of |  | 0% | 0% | 0% | 0% | 0%
2191 | BA25_NR_Healthcare_&_Hospitals | b_li_sh_in_nr_hh | Incandescent lamps | Percent [0 to 100%] |  |  |  |  | 0% | 0% | 0% | 0% | 0% | [5 empty] | 1 | 1 | 1 | 1 | 1 | 1 | Incandescent lamps | Percent [0 to 100%] |  | 0% | [8 empty] | Incandescent lamps | Percent [0 to 100%] |  | 0% | [9 empty] | Glühlampe | Prozent [0 bis 100%] |  | 0% | [8 empty] | Incandescent lamps | Percent [0 to 100%] |  | 0% | [8 empty] | Incandescent lamps | Percent [0 to 100%] |  | 0% | [8 empty] | Incandescent lamps | Percent [0 to 100%] |  | 0%
2192 | BA25_NR_Healthcare_&_Hospitals | b_li_sh_cf_nr_hh | Compact fluorescent lamps | Percent [0 to 100%] |  |  |  |  | 0% | 0% | 0% | 0% | 0% | [5 empty] | 1 | 1 | 1 | 1 | 1 | 1 | Compact fluorescent lamps | Percent [0 to 100%] |  | 0% | [8 empty] | Compact fluorescent lamps | Percent [0 to 100%] |  | 0% | [9 empty] | KompaktLeuchtstofflampe | Prozent [0 bis 100%] |  | 0% | [8 empty] | Compact fluorescent lamps | Percent [0 to 100%] |  | 0% | [8 empty] | Compact fluorescent lamps | Percent [0 to 100%] |  | 0% | [8 empty] | Compact fluorescent lamps | Percent [0 to 100%] |  | 0%
2193 | BA25_NR_Healthcare_&_Hospitals | b_li_sh_fl_nr_hh | Fluorescent lamps | Percent [0 to 100%] |  |  |  |  | 0% | 0% | 0% | 0% | 0% | [5 empty] | 1 | 1 | 1 | 1 | 1 | 1 | Fluorescent lamps | Percent [0 to 100%] |  | 0% | [8 empty] | Fluorescent lamps | Percent [0 to 100%] |  | 0% | [9 empty] | Leuchtstofflampe | Prozent [0 bis 100%] |  | 0% | [8 empty] | Fluorescent lamps | Percent [0 to 100%] |  | 0% | [8 empty] | Fluorescent lamps | Percent [0 to 100%] |  | 0% | [8 empty] | Fluorescent lamps | Percent [0 to 100%] |  | 0%
2194 | BA25_NR_Healthcare_&_Hospitals | b_li_sh_haL_nr_hh | Low voltage halogen lamps | Percent [0 to 100%] |  |  |  |  | 0% | 0% | 0% | 0% | 0% | [5 empty] | 1 | 1 | 1 | 1 | 1 | 1 | Low voltage halogen lamps | Percent [0 to 100%] |  | 0% | [8 empty] | Low voltage halogen lamps | Percent [0 to 100%] |  | 0% | [9 empty] | Niederspannungshalogen Lampe | Prozent [0 bis 100%] |  | 0% | [8 empty] | Low voltage halogen lamps | Percent [0 to 100%] |  | 0% | [8 empty] | Low voltage halogen lamps | Percent [0 to 100%] |  | 0% | [8 empty] | Low voltage halogen lamps | Percent [0 to 100%] |  | 0%
2195 | BA25_NR_Healthcare_&_Hospitals | b_li_sh_haM_nr_hh | Medium voltage halogen lamps | Percent [0 to 100%] |  |  |  |  | 0% | 0% | 0% | 0% | 0% | [5 empty] | 1 | 1 | 1 | 1 | 1 | 1 | Medium voltage halogen lamps | Percent [0 to 100%] |  | 0% | [8 empty] | Medium voltage halogen lamps | Percent [0 to 100%] |  | 0% | [9 empty] | mittelspannungshalogen Lampe | Prozent [0 bis 100%] |  | 0% | [8 empty] | Medium voltage halogen lamps | Percent [0 to 100%] |  | 0% | [8 empty] | Medium voltage halogen lamps | Percent [0 to 100%] |  | 0% | [8 empty] | Medium voltage halogen lamps | Percent [0 to 100%] |  | 0%
2196
2197 | Lever existing situation Please enter value of % of total stock with technology already applied to |  | Lever Existing Situation (please enter value of % of total stock) | [21 empty] | Lever Existing Situation (please enter value of % of total stock) | [11 empty] | Lever Existing Situation (please enter value of % of total stock) | [12 empty] | Hebel bereits vorhanden (bitte %Wert angeben bezogen auf Gesamtgebäudebestand) | [11 empty] | Lever Existing Situation (please enter value of % of total stock) | [11 empty] | Lever Existing Situation (please enter value of % of total stock) | [11 empty] | Lever Existing Situation (please enter value of % of total stock)
2198 |  |  | Share of | [21 empty] | Share of | [11 empty] | Share of | [12 empty] | Anteil of | [11 empty] | Share of | [11 empty] | Share of | [11 empty] | Share of
2199 | BA25_NR_Healthcare_&_Hospitals | b_wi_sh_nr_hh | buildings with wall insulation | Percent [0 to 100%] |  |  |  |  | 0% | 0% | 0% | 0% | 0% | [5 empty] | 1 | 1 | 1 | 1 | 1 | 1 | buildings with wall insulation | Percent [0 to 100%] |  | 0% | [8 empty] | buildings with wall insulation | Percent [0 to 100%] |  | 0% | [9 empty] | Gebäude mit Wandisolierung | Prozent [0 bis 100%] |  | 0% | [8 empty] | buildings with wall insulation | Percent [0 to 100%] |  | 0% | [8 empty] | buildings with wall insulation | Percent [0 to 100%] |  | 0% | [8 empty] | buildings with wall insulation | Percent [0 to 100%] |  | 0%
2200 | BA25_NR_Healthcare_&_Hospitals | b_gl_sh_nr_hh | buildings with high efficient glazing | Percent [0 to 100%] |  |  |  |  | 0% | 0% | 0% | 0% | 0% | [5 empty] | 1 | 1 | 1 | 1 | 1 | 1 | buildings with high efficient glazing | Percent [0 to 100%] |  | 0% | [8 empty] | buildings with high efficient glazing | Percent [0 to 100%] |  | 0% | [9 empty] | Gebäude mit effiziente Verglasung | Prozent [0 bis 100%] |  | 0% | [8 empty] | buildings with high efficient glazing | Percent [0 to 100%] |  | 0% | [8 empty] | buildings with high efficient glazing | Percent [0 to 100%] |  | 0% | [8 empty] | buildings with high efficient glazing | Percent [0 to 100%] |  | 0%
2201 | BA25_NR_Healthcare_&_Hospitals | b_li_sh_nr_hh | buildings with efficient lighting in baseline | Percent [0 to 100%] |  |  |  |  | 0% | 0% | 0% | 0% | 0% | [5 empty] | 1 | 1 | 1 | 1 | 1 | 1 | buildings with efficient lighting in baseline | Percent [0 to 100%] |  | 0% | [8 empty] | buildings with efficient lighting in baseline | Percent [0 to 100%] |  | 0% | [9 empty] | Gebäude mit effiziente Beleuchtung | Prozent [0 bis 100%] |  | 0% | [8 empty] | buildings with efficient lighting in baseline | Percent [0 to 100%] |  | 0% | [8 empty] | buildings with efficient lighting in baseline | Percent [0 to 100%] |  | 0% | [8 empty] | buildings with efficient lighting in baseline | Percent [0 to 100%] |  | 0%
2202 | BA25_NR_Healthcare_&_Hospitals | b_dol_sh_nr_hh | buildings with demand oriented lighting | Percent [0 to 100%] |  |  |  |  | 0% | 0% | 0% | 0% | 0% | [5 empty] | 1 | 1 | 1 | 1 | 1 | 1 | buildings with demand oriented lighting | Percent [0 to 100%] |  | 0% | [8 empty] | buildings with demand oriented lighting | Percent [0 to 100%] |  | 0% | [9 empty] | Gebäude mit bedarfsorientierte Beleuchtung | Prozent [0 bis 100%] |  | 0% | [8 empty] | buildings with demand oriented lighting | Percent [0 to 100%] |  | 0% | [8 empty] | buildings with demand oriented lighting | Percent [0 to 100%] |  | 0% | [8 empty] | buildings with demand oriented lighting | Percent [0 to 100%] |  | 0%
2203 | BA25_NR_Healthcare_&_Hospitals | b_bem_sh_nr_hh | buildings with Building Efficiency Monitoring | Percent [0 to 100%] |  |  |  |  | 0% | 0% | 0% | 0% | 0% | [5 empty] | 1 | 1 | 1 | 1 | 1 | 1 | buildings with Building Efficiency Monitoring | Percent [0 to 100%] |  | 0% | [8 empty] | buildings with Building Efficiency Monitoring | Percent [0 to 100%] |  | 0% | [9 empty] | Gebäude mit Gebäudeeffizienzüberwachung | Prozent [0 bis 100%] |  | 0% | [8 empty] | buildings with Building Efficiency Monitoring | Percent [0 to 100%] |  | 0% | [8 empty] | buildings with Building Efficiency Monitoring | Percent [0 to 100%] |  | 0% | [8 empty] | buildings with Building Efficiency Monitoring | Percent [0 to 100%] |  | 0%
2204 | BA25_NR_Healthcare_&_Hospitals | b_brm_sh_nr_hh | buildings with Building Remote Monitoring | Percent [0 to 100%] |  |  |  |  | 0% | 0% | 0% | 0% | 0% | [5 empty] | 1 | 1 | 1 | 1 | 1 | 1 | buildings with Building Remote Monitoring | Percent [0 to 100%] |  | 0% | [8 empty] | buildings with Building Remote Monitoring | Percent [0 to 100%] |  | 0% | [9 empty] | Gebäude mit Gebäudefernüberwachung | Prozent [0 bis 100%] |  | 0% | [8 empty] | buildings with Building Remote Monitoring | Percent [0 to 100%] |  | 0% | [8 empty] | buildings with Building Remote Monitoring | Percent [0 to 100%] |  | 0% | [8 empty] | buildings with Building Remote Monitoring | Percent [0 to 100%] |  | 0%
2205 | BA25_NR_Healthcare_&_Hospitals | b_bpo_sh_nr_hh | buildings with Building Performance Optimization | Percent [0 to 100%] |  |  |  |  | 0% | 0% | 0% | 0% | 0% | [5 empty] | 1 | 1 | 1 | 1 | 1 | 1 | buildings with Building Performance Optimization | Percent [0 to 100%] |  | 0% | [8 empty] | buildings with Building Performance Optimization | Percent [0 to 100%] |  | 0% | [9 empty] | Gebäude mit Gebäudeleistungsoptimierung | Prozent [0 bis 100%] |  | 0% | [8 empty] | buildings with Building Performance Optimization | Percent [0 to 100%] |  | 0% | [8 empty] | buildings with Building Performance Optimization | Percent [0 to 100%] |  | 0% | [8 empty] | buildings with Building Performance Optimization | Percent [0 to 100%] |  | 0%
2206 | BA25_NR_Healthcare_&_Hospitals | b_dcv_sh_nr_hh | buildings with Demand controlled ventilation | Percent [0 to 100%] |  |  |  |  | 0% | 0% | 0% | 0% | 0% | [5 empty] | 1 | 1 | 1 | 1 | 1 | 1 | buildings with Demand controlled ventilation | Percent [0 to 100%] |  | 0% | [8 empty] | buildings with Demand controlled ventilation | Percent [0 to 100%] |  | 0% | [9 empty] | Gebäude mit bedarfsgesteuerte Lüftung | Prozent [0 bis 100%] |  | 0% | [8 empty] | buildings with Demand controlled ventilation | Percent [0 to 100%] |  | 0% | [8 empty] | buildings with Demand controlled ventilation | Percent [0 to 100%] |  | 0% | [8 empty] | buildings with Demand controlled ventilation | Percent [0 to 100%] |  | 0%
2207 | BA25_NR_Healthcare_&_Hospitals | b_hcr_sh_nr_hh | buildings with Heat and Cold Recovery in ventilation | Percent [0 to 100%] |  |  |  |  | 0% | 0% | 0% | 0% | 0% | [5 empty] | 1 | 1 | 1 | 1 | 1 | 1 | buildings with Heat and Cold Recovery in ventilation | Percent [0 to 100%] |  | 0% | [8 empty] | buildings with Heat and Cold Recovery in ventilation | Percent [0 to 100%] |  | 0% | [9 empty] | Gebäude mit Wärme und Kälterückgewinnung in Lüftung | Prozent [0 bis 100%] |  | 0% | [8 empty] | buildings with Heat and Cold Recovery in ventilation | Percent [0 to 100%] |  | 0% | [8 empty] | buildings with Heat and Cold Recovery in ventilation | Percent [0 to 100%] |  | 0% | [8 empty] | buildings with Heat and Cold Recovery in ventilation | Percent [0 to 100%] |  | 0%
2208 | BA25_NR_Healthcare_&_Hospitals | b_em_sh_nr_hh | buildings with Efficient Motors | Percent [0 to 100%] |  |  |  |  | 0% | 0% | 0% | 0% | 0% | [5 empty] | 1 | 1 | 1 | 1 | 1 | 1 | buildings with Efficient Motors | Percent [0 to 100%] |  | 0% | [8 empty] | buildings with Efficient Motors | Percent [0 to 100%] |  | 0% | [9 empty] | Gebäude mit effizienten Motoren | Prozent [0 bis 100%] |  | 0% | [8 empty] | buildings with Efficient Motors | Percent [0 to 100%] |  | 0% | [8 empty] | buildings with Efficient Motors | Percent [0 to 100%] |  | 0% | [8 empty] | buildings with Efficient Motors | Percent [0 to 100%] |  | 0%
2209 | BA25_NR_Healthcare_&_Hospitals | b_bac_sh_nr_hh | buildings with Building Automation BACS Class C | Percent [0 to 100%] |  |  |  |  | 0% | 0% | 0% | 0% | 0% | [5 empty] | 1 | 1 | 1 | 1 | 1 | 1 | buildings with Building Automation BACS Class C | Percent [0 to 100%] |  | 0% | [8 empty] | buildings with Building Automation BACS Class C | Percent [0 to 100%] |  | 0% | [9 empty] | Gebäude mit Gebäudeautomatisierung Klasse C | Prozent [0 bis 100%] |  | 0% | [8 empty] | buildings with Building Automation BACS Class C | Percent [0 to 100%] |  | 0% | [8 empty] | buildings with Building Automation BACS Class C | Percent [0 to 100%] |  | 0% | [8 empty] | buildings with Building Automation BACS Class C | Percent [0 to 100%] |  | 0%
2210 | BA25_NR_Healthcare_&_Hospitals | b_bab_sh_nr_hh | buildings with Building Automation BACS Class B | Percent [0 to 100%] |  |  |  |  | 0% | 0% | 0% | 0% | 0% | [5 empty] | 1 | 1 | 1 | 1 | 1 | 1 | buildings with Building Automation BACS Class B | Percent [0 to 100%] |  | 0% | [8 empty] | buildings with Building Automation BACS Class B | Percent [0 to 100%] |  | 0% | [9 empty] | Gebäude mit Gebäudeautomatisierung Klasse B | Prozent [0 bis 100%] |  | 0% | [8 empty] | buildings with Building Automation BACS Class B | Percent [0 to 100%] |  | 0% | [8 empty] | buildings with Building Automation BACS Class B | Percent [0 to 100%] |  | 0% | [8 empty] | buildings with Building Automation BACS Class B | Percent [0 to 100%] |  | 0%
2211 | BA25_NR_Healthcare_&_Hospitals | b_baa_sh_nr_hh | buildings with Building Automation BACS Class A | Percent [0 to 100%] |  |  |  |  | 0% | 0% | 0% | 0% | 0% | [5 empty] | 1 | 1 | 1 | 1 | 1 | 1 | buildings with Building Automation BACS Class A | Percent [0 to 100%] |  | 0% | [8 empty] | buildings with Building Automation BACS Class A | Percent [0 to 100%] |  | 0% | [9 empty] | Gebäude mit Gebäudeautomatisierung Klasse A | Prozent [0 bis 100%] |  | 0% | [8 empty] | buildings with Building Automation BACS Class A | Percent [0 to 100%] |  | 0% | [8 empty] | buildings with Building Automation BACS Class A | Percent [0 to 100%] |  | 0% | [8 empty] | buildings with Building Automation BACS Class A | Percent [0 to 100%] |  | 0%
2212 | BA25_NR_Healthcare_&_Hospitals | b_rac_sh_nr_hh | buildings with Room Automation HVAC | Percent [0 to 100%] |  |  |  |  | 0% | 0% | 0% | 0% | 0% | [5 empty] | 1 | 1 | 1 | 1 | 1 | 1 | buildings with Room Automation HVAC | Percent [0 to 100%] |  | 0% | [8 empty] | buildings with Room Automation HVAC | Percent [0 to 100%] |  | 0% | [9 empty] | Gebäude mit Raumautomatisierung Heizung/Lüftung/Klima | Prozent [0 bis 100%] |  | 0% | [8 empty] | buildings with Room Automation HVAC | Percent [0 to 100%] |  | 0% | [8 empty] | buildings with Room Automation HVAC | Percent [0 to 100%] |  | 0% | [8 empty] | buildings with Room Automation HVAC | Percent [0 to 100%] |  | 0%
2213 | BA25_NR_Healthcare_&_Hospitals | b_rab_sh_nr_hh | buildings with Room Automation HVAC + lighting | Percent [0 to 100%] |  |  |  |  | 0% | 0% | 0% | 0% | 0% | [5 empty] | 1 | 1 | 1 | 1 | 1 | 1 | buildings with Room Automation HVAC + lighting | Percent [0 to 100%] |  | 0% | [8 empty] | buildings with Room Automation HVAC + lighting | Percent [0 to 100%] |  | 0% | [9 empty] | Gebäude mit Raumautomatisierung Heizung/Lüftung/Klima/Beleuchtung | Prozent [0 bis 100%] |  | 0% | [8 empty] | buildings with Room Automation HVAC + lighting | Percent [0 to 100%] |  | 0% | [8 empty] | buildings with Room Automation HVAC + lighting | Percent [0 to 100%] |  | 0% | [8 empty] | buildings with Room Automation HVAC + lighting | Percent [0 to 100%] |  | 0%
2214 | BA25_NR_Healthcare_&_Hospitals | b_raa_sh_nr_hh | buildings with Building Automation HVAC + lighting + blinds | Percent [0 to 100%] |  |  |  |  | 0% | 0% | 0% | 0% | 0% | [5 empty] | 1 | 1 | 1 | 1 | 1 | 1 | buildings with Building Automation HVAC + lighting + blinds | Percent [0 to 100%] |  | 0% | [8 empty] | buildings with Building Automation HVAC + lighting + blinds | Percent [0 to 100%] |  | 0% | [9 empty] | Gebäude mit Raumautomatisierung Heizung/Lüftung/Klima/Beleuchtung/Verschattung | Prozent [0 bis 100%] |  | 0% | [8 empty] | buildings with Building Automation HVAC + lighting + blinds | Percent [0 to 100%] |  | 0% | [8 empty] | buildings with Building Automation HVAC + lighting + blinds | Percent [0 to 100%] |  | 0% | [8 empty] | buildings with Building Automation HVAC + lighting + blinds | Percent [0 to 100%] |  | 0%
2215
2216
2217
2218
2219
2220
2221
2222
2223
2224
2225
2226
2227
2228
2229
2230
2231
2232
2233
2234
2235
2236
2237
2238
2239
2240
2241
2242
2243
2244
2245
2246
2247
2248
2249
2250
2251
2252
2253
2254
2255
2256
2257
2258
2259
2260
2261
2262
2263
2264
2265
2266
2267
2268
2269
2270
2271
2272
2273
2274
2275
2276
2277
2278
2279
2280
2281
2282
2283
2284
2285
2286
2287
2288
2289
2290
2291
2292
2293
2294
2295
2296
2297
2298
2299
2300
No transfer to summary below this line
Note on K21: Same as initial baseline data, if there is no forcast of today available in the source.
Note on AE21: Same as initial baseline data, if there is no forcast of today available in the source.
Note on BS21: Same as initial baseline data, if there is no forcast of today available in the source.
Note on CF21: Same as initial baseline data, if there is no forcast of today available in the source.
Note on CS21: Same as initial baseline data, if there is no forcast of today available in the source.

## 6.6_Input education
2301 | Project | Project: | Master | [15 empty] | Conversion factors | [5 empty] | US Template | [11 empty] | International English Template | [12 empty] | German Template | [11 empty] | Chinese Template | [11 empty] | Spanish Template | [11 empty] | French Template
2302 |  | City Data: | CYPT | [21 empty] | CYPT | [11 empty] | CYPT | [12 empty] | CYPT | [11 empty] | CYPT | [11 empty] | CYPT | [11 empty] | CYPT
2303 | Legend: |  | Helsinki | [21 empty] | <Input for city name> | [11 empty] | Helsinki | [12 empty] | Helsinki | [11 empty] | Helsinki | [11 empty] | Helsinki | [11 empty] | Helsinki
2304
2305 |  |  | Overview current sheet | [21 empty] | Overview current sheet | [11 empty] | Overview current sheet | [12 empty] | Überblick der Seite | [11 empty] | Overview current sheet | [11 empty] | Overview current sheet | [11 empty] | Overview current sheet
2306 |  |  | shall be reported | [21 empty] | shall be reported | [11 empty] | shall be reported | [12 empty] | Eingabe erfürderlich | [11 empty] | shall be reported | [11 empty] | shall be reported | [11 empty] | shall be reported
2307 |  |  | Alternative if necessary value not available, orange becomes necessary | [21 empty] | Alternative if necessary value not available, orange becomes necessary | [11 empty] | Alternative if necessary value not available, orange becomes necessary | [12 empty] | Alternative Eingabemöglichkeit für vorangegangene Parameter | [11 empty] | Alternative if necessary value not available, orange becomes necessary | [11 empty] | Alternative if necessary value not available, orange becomes necessary | [11 empty] | Alternative if necessary value not available, orange becomes necessary
2308 |  |  | if available, business as usual (according to ongoing activities and action plans in place): if no data forecasts available we take the baseline data for the following years as well | [21 empty] | if available, business as usual (according to ongoing activities and action plans in place): if no data forecasts available we take the baseline data for the following years as well | [11 empty] | if available, business as usual (according to ongoing activities and action plans in place): if no data forecasts available we take the baseline data for the following years as well | [12 empty] | falls verfügbar aus vorhandener Planung, falls keine Daten vorhanden sind, werden die Daten aus dem Basisjahr genommen und ggf. entsprechend des Bedarfs skaliert | [11 empty] | if available, business as usual (according to ongoing activities and action plans in place): if no data forecasts available we take the baseline data for the following years as well | [11 empty] | if available, business as usual (according to ongoing activities and action plans in place): if no data forecasts available we take the baseline data for the following years as well | [11 empty] | if available, business as usual (according to ongoing activities and action plans in place): if no data forecasts available we take the baseline data for the following years as well
2309 |  |  | Automatically interpolated to year today. Can be overwritten (in this case use red letters) | [21 empty] | Automatically interpolated to year today. Can be overwritten (in this case use red letters) | [11 empty] | Automatically interpolated to year today. Can be overwritten (in this case use red letters) | [12 empty] | Automatische Interpolation des aktuellen Jahre, basierend aus Basisjahr und fürtschreibung 2020. Kann überschrieben werden, falls daten vorhanden sind (in diesem Fall Schrift rot verwenden) | [11 empty] | Automatically interpolated to year today. Can be overwritten (in this case use red letters) | [11 empty] | Automatically interpolated to year today. Can be overwritten (in this case use red letters) | [11 empty] | Automatically interpolated to year today. Can be overwritten (in this case use red letters)
2310 |  |  | nice to have Helsinki specific factor otherwise we adapt standard data or other studies | [21 empty] | nice to have <Input for city name> specific factor otherwise we adapt standard data or other studies | [11 empty] | nice to have Helsinki specific factor otherwise we adapt standard data or other studies | [12 empty] | Daten spezifisch für Helsinki wären gut, ansonsten werden Standarddaten, oder andere Studien herangezogen | [11 empty] | nice to have Helsinki specific factor otherwise we adapt standard data or other studies | [11 empty] | nice to have Helsinki specific factor otherwise we adapt standard data or other studies | [11 empty] | nice to have Helsinki specific factor otherwise we adapt standard data or other studies
2311 |  |  | First data delivery | Date | [20 empty] | First data delivery | Date | [10 empty] | First data delivery | Date | [11 empty] | 1. Datenerhebung | Date | [10 empty] | First data delivery | Date | [10 empty] | First data delivery | Date | [10 empty] | First data delivery | Date
2312 |  |  | First update | Date | [20 empty] | First update | Date | [10 empty] | First update | Date | [11 empty] | 1. Datenaktualisierung | Date | [10 empty] | First update | Date | [10 empty] | First update | Date | [10 empty] | First update | Date
2313 |  |  | Second update | Date | [20 empty] | Second update | Date | [10 empty] | Second update | Date | [11 empty] | 2. Datenaktualisierung | Date | [10 empty] | Second update | Date | [10 empty] | Second update | Date | [10 empty] | Second update | Date
2314 |  |  | Third update | Date | [20 empty] | Third update | Date | [10 empty] | Third update | Date | [11 empty] | 3. Datenaktualisierung | Date | [10 empty] | Third update | Date | [10 empty] | Third update | Date | [10 empty] | Third update | Date
2315 | Data Overview: |  | Fourth update | Date | [20 empty] | Fourth update | Date | [10 empty] | Fourth update | Date | [11 empty] | 4. Datenaktualisierung | Date | [10 empty] | Fourth update | Date | [10 empty] | Fourth update | Date | [10 empty] | Fourth update | Date
2316 |  |  | Data Overview: | [21 empty] | Data Overview: | [11 empty] | Data Overview: | [12 empty] | Datenüberblick | [11 empty] | Data Overview: | [11 empty] | Data Overview: | [11 empty] | Data Overview:
2317 |  |  | Energy demand (electricity and heat) | [21 empty] | Energy demand (electricity and heat) | [11 empty] | Energy demand (electricity and heat) | [12 empty] | Energiebedarf | [11 empty] | Energy demand (electricity and heat) | [11 empty] | Energy demand (electricity and heat) | [11 empty] | Energy demand (electricity and heat)
2318 |  |  | Thermal losses | [21 empty] | Thermal losses | [11 empty] | Thermal losses | [12 empty] | Thermische Verluste | [11 empty] | Thermal losses | [11 empty] | Thermal losses | [11 empty] | Thermal losses
2319 | Lever Overview |  | Annual efficiency improvements BAU | [21 empty] | Annual efficiency improvements BAU | [11 empty] | Annual efficiency improvements BAU | [12 empty] | Jährliche Effizienzverbesserung | [11 empty] | Annual efficiency improvements BAU | [11 empty] | Annual efficiency improvements BAU | [11 empty] | Annual efficiency improvements BAU
2320 | Parameter sets | Parameter | [6 empty] | Data | Forecast Data |  |  |  | Data Specifications: please specify source of data and additional information regarding data quality | [12 empty] | Data | Forecast Data |  |  |  | Data Specifications: please specify source of data and additional information regarding data quality | [6 empty] | Data | Forecast Data |  |  |  |  | Data Specifications: please specify source of data and additional information regarding data quality | [6 empty] | Daten | Forecast Data |  |  |  | Daten Spezifikation: Quellen durchnummieren, links und Angaben zur Daten Qualität etc. | [6 empty] | Data | Forecast Data |  |  |  | Data Specifications: please specify source of data and additional information regarding data quality | [6 empty] | Data | Forecast Data |  |  |  | Data Specifications: please specify source of data and additional information regarding data quality | [6 empty] | Data | Forecast Data |  |  |  | Data Specifications: please specify source of data and additional information regarding data quality
2321 |  |  | Parameter unit of measure and description | unit of measure | left empty intentionally | left empty intentionally | left empty intentionally | left empty intentionally | Baseline | Today | 2020 | 2025 | 2050 | Reference/Source | Year of baseline data | Type of baseline data | Quality of data | Comments & limitations | conversion | conversion factor (International English to Master) | conversion factor (German to Master) | conversion factor (Chinese to Master) | conversion factor (Spanish to Master) | conversion factor (French to Master) | Parameter unit of measure and description | unit of measure | Baseline | Today | 2020 | 2025 | 2050 | Reference/Source | Year of baseline data | Type of baseline data | Quality of data | Comments & limitations | Parameter unit of measure and description | unit of measure | Baseline | Today | 2020 | 2025 | 2030 | 2050 | Reference/Source | Year of baseline data | Type of baseline data | Quality of data | Comments & limitations | Parameter | Einheit | Datenbasis | Heute | 2020 | 2025 | 2050 | Quelle | Jahr aus dem die Basisdaten sind | Art der Basisdaten | Qualität | Kommentare oder Einschränkungen z.B. Gültigkeit der Daten | Parameter unit of measure and description | unit of measure | Baseline | Today | 2020 | 2025 | 2050 | Reference/Source | Year of baseline data | Type of baseline data | Quality of data | Comments & limitations | Parameter unit of measure and description | unit of measure | Baseline | Today | 2020 | 2025 | 2050 | Reference/Source | Year of baseline data | Type of baseline data | Quality of data | Comments & limitations | Parameter unit of measure and description | unit of measure | Baseline | Today | 2020 | 2025 | 2050 | Reference/Source | Year of baseline data | Type of baseline data | Quality of data | Comments & limitations
2322 | [15 empty] | Average, City | Statistics | [16 empty] | Average, City | Statistics | [11 empty] | Average, City | Statistics | [10 empty] | Stadtmittelwert | Statistik | [10 empty] | Average, City | Statistics | [10 empty] | Average, City | Statistics | [10 empty] | Average, City | Statistics
2323 | [15 empty] | Example, city | Extrapolated | [16 empty] | Example, city | Extrapolated | [11 empty] | Example, city | Extrapolated | [10 empty] | Beispielfall, Stadt | Extrapoliert | [10 empty] | Example, city | Extrapolated | [10 empty] | Example, city | Extrapolated | [10 empty] | Example, city | Extrapolated
2324 | [15 empty] | Average, city close by | Calculated from statistics | [16 empty] | Average, city close by | Calculated from statistics | [11 empty] | Average, city close by | Calculated from statistics | [10 empty] | Mittelwert, Stadt in Region | Berechnet aus statistischen Werten | [10 empty] | Average, city close by | Calculated from statistics | [10 empty] | Average, city close by | Calculated from statistics | [10 empty] | Average, city close by | Calculated from statistics
2325 | [15 empty] | Examle, city close by | Calculated from stat. inc. assumptions | [16 empty] | Examle, city close by | Calculated from stat. inc. assumptions | [11 empty] | Examle, city close by | Calculated from stat. inc. assumptions | [10 empty] | Beispielfall, Stadt in Region | Berechnet aus stat. Werten unter Annahmen | [10 empty] | Examle, city close by | Calculated from stat. inc. assumptions | [10 empty] | Examle, city close by | Calculated from stat. inc. assumptions | [10 empty] | Examle, city close by | Calculated from stat. inc. assumptions
2326 | [15 empty] | Average, national | [17 empty] | Average, national | [12 empty] | Average, national | [11 empty] | Durchschnitt, national | [11 empty] | Average, national | [11 empty] | Average, national | [11 empty] | Average, national
2327 | [15 empty] | Example, country | [17 empty] | Example, country | [12 empty] | Example, country | [11 empty] | Beispiel, national | [11 empty] | Example, country | [11 empty] | Example, country | [11 empty] | Example, country
2328
2329
2330 | Electricity demand and efficiency increase |  | Electricity demand and efficiency increase | [21 empty] | Electricity demand and efficiency increase | [11 empty] | Electricity demand and efficiency increase | [12 empty] | Elektrizitätsbedarf und Effizienzsteigerung | [11 empty] | Electricity demand and efficiency increase | [11 empty] | Electricity demand and efficiency increase | [11 empty] | Electricity demand and efficiency increase
2331 | BA26_NR_Education_K12_university | b_de_el_bl_nr_le | Total electricity demand in baseline | Kilowatt hours per square square meter [kWh/m²*a] |  |  |  |  | 58 | 58 | 0 | 0 | 0 | City of Helsinki Public Works Department, Kaupungin omistamien rakennusten energiankulutustiedot (2014) and Motiva, Palvelusektorin ominaiskulutuksia (2015) and Eneron (2015) | 2014 | Example, city | Calculated from statistics | Includes spaces that are heated. Calculated by total area. Motiva yleissivistävät oppilaitokset. | 3.1546 | 1 | 1 | 1 | 1 | 1 | Total electricity demand in baseline | Energy Use Intensity (EUI) or thousand BTU per square foot per year [kBtu/ft2 per yr] |  | 0 | [8 empty] | Total electricity demand in baseline | Kilowatt hours per square square meter [kWh/m²*a] | 58 | 58 |  |  |  |  | City of Helsinki Public Works Department, Kaupungin omistamien rakennusten energiankulutustiedot (2014) and Motiva, Palvelusektorin ominaiskulutuksia (2015) and Eneron (2015) | 2014 | Example, city | Calculated from statistics | Includes spaces that are heated. Calculated by total area. Motiva yleissivistävät oppilaitokset. | Gesamt Elektrizitäts bedarf | Kilowatt stunden pro Quadratmeter pro Jahr (kWh/m2*a) |  | 0 | [8 empty] | Total electricity demand in baseline | Kilowatt hours per square square meter [kWh/m²*a] |  | 0 | [8 empty] | Total electricity demand in baseline | Kilowatt hours per square square meter [kWh/m²*a] |  | 0 | [8 empty] | Total electricity demand in baseline | Kilowatt hours per square square meter [kWh/m²*a] |  | 0
2332 |  |  | Share of electricity demand in baseline for | [21 empty] | Share of electricity demand in baseline for |  | 0% | 0% | 0% | 0% | 0% | [5 empty] | Share of electricity demand in baseline for |  | 100% | 100% | 0% | 0% |  | 0% | [5 empty] | Anteil Elektrizitäts bedarf für |  | 0% | 0% | 0% | 0% | 0% | [5 empty] | Share of electricity demand in baseline for |  | 0% | 0% | 0% | 0% | 0% | [5 empty] | Share of electricity demand in baseline for |  | 0% | 0% | 0% | 0% | 0% | [5 empty] | Share of electricity demand in baseline for |  | 0% | 0% | 0% | 0% | 0%
2333 | BA26_NR_Education_K12_university | b_de_el_li_bl_sh_nr_le | Lighting | Percent [0 to 100%] |  |  |  |  | 43% | 43% | 0% | 0% | 0% | Pälvi Holopainen HKR Ekotukikoulutus | 2012 | Example, city | Extrapolated | City-owned elementary schools | 1 | 1 | 1 | 1 | 1 | 1 | Lighting | Percent [0 to 100%] |  | 0% | [8 empty] | Lighting | Percent [0 to 100%] | 43% | 43% |  |  |  |  | Pälvi Holopainen HKR Ekotukikoulutus | 2012 | Example, city | Extrapolated | City-owned elementary schools | Beleuchtung | Prozent [0 bis 100%] |  | 0% | [8 empty] | Lighting | Percent [0 to 100%] |  | 0% | [8 empty] | Lighting | Percent [0 to 100%] |  | 0% | [8 empty] | Lighting | Percent [0 to 100%] |  | 0%
2334 | BA26_NR_Education_K12_university | b_de_el_ap_bl_sh_nr_le | Appliances | Percent [0 to 100%] |  |  |  |  | 14.8% | 14.8% | 0% | 0% | 0% | Pälvi Holopainen HKR Ekotukikoulutus | 2012 | Example, city | Extrapolated | City-owned elementary schools | 1 | 1 | 1 | 1 | 1 | 1 | Appliances | Percent [0 to 100%] |  | 0% | [8 empty] | Appliances | Percent [0 to 100%] | 14.8% | 14.8% |  |  |  |  | Pälvi Holopainen HKR Ekotukikoulutus | 2012 | Example, city | Extrapolated | City-owned elementary schools | Geräte/Techniks | Prozent [0 bis 100%] |  | 0% | [8 empty] | Appliances | Percent [0 to 100%] |  | 0% | [8 empty] | Appliances | Percent [0 to 100%] |  | 0% | [8 empty] | Appliances | Percent [0 to 100%] |  | 0%
2335 | BA26_NR_Education_K12_university | b_de_el_ve_bl_sh_nr_le | Ventilation | Percent [0 to 100%] |  |  |  |  | 32.8% | 32.8% | 0% | 0% | 0% | Pälvi Holopainen HKR Ekotukikoulutus | 2012 | Example, city | Extrapolated | City-owned elementary schools | 1 | 1 | 1 | 1 | 1 | 1 | Ventilation | Percent [0 to 100%] |  | 0% | [8 empty] | Ventilation | Percent [0 to 100%] | 32.8% | 32.8% |  |  |  |  | Pälvi Holopainen HKR Ekotukikoulutus | 2012 | Example, city | Extrapolated | City-owned elementary schools | Lüftung | Prozent [0 bis 100%] |  | 0% | [8 empty] | Ventilation | Percent [0 to 100%] |  | 0% | [8 empty] | Ventilation | Percent [0 to 100%] |  | 0% | [8 empty] | Ventilation | Percent [0 to 100%] |  | 0%
2336 | BA26_NR_Education_K12_university | b_de_el_ot_bl_sh_nr_le | Other | Percent [0 to 100%] |  |  |  |  | 9.4% | 9.4% | 0% | 0% | 0% | Pälvi Holopainen HKR Ekotukikoulutus | 2012 | Example, city | Extrapolated | City-owned elementary schools | 1 | 1 | 1 | 1 | 1 | 1 | Other | Percent [0 to 100%] |  | 0% | [8 empty] | Other | Percent [0 to 100%] | 9.4% | 9.4% |  |  |  |  | Pälvi Holopainen HKR Ekotukikoulutus | 2012 | Example, city | Extrapolated | City-owned elementary schools | "Andere" | Prozent [0 bis 100%] |  | 0% | [8 empty] | Other | Percent [0 to 100%] |  | 0% | [8 empty] | Other | Percent [0 to 100%] |  | 0% | [8 empty] | Other | Percent [0 to 100%] |  | 0%
2337 |  |  | BAU annual efficiency increase decreasing electricity demand for | [21 empty] | BAU annual efficiency increase decreasing electricity demand for | [11 empty] | BAU annual efficiency increase decreasing electricity demand for | [12 empty] | Jährliche Effizienzverbesserung /verschlechtungen [-100 to 100%], des Elektrizitätsbedarf für | [11 empty] | BAU annual efficiency increase decreasing electricity demand for | [11 empty] | BAU annual efficiency increase decreasing electricity demand for | [11 empty] | BAU annual efficiency increase decreasing electricity demand for
2338 | BA10_Residentials | b_li_ei_nr_le | Lighting /Lamp stock | Percent [-100 to 100%] | 3 | Excel |  |  | 0% | 0% | 0% | 0% | 0% | [5 empty] | 1 | 1 | 1 | 1 | 1 | 1 | Lighting /Lamp stock | Percent [-100 to 100%] |  | 0% | [8 empty] | Lighting /Lamp stock | Percent [-100 to 100%] |  | 0% | [9 empty] | Beleuchtung | Prozent [-100 bis 100%] |  | 0% | [8 empty] | Lighting /Lamp stock | Percent [-100 to 100%] |  | 0% | [8 empty] | Lighting /Lamp stock | Percent [-100 to 100%] |  | 0% | [8 empty] | Lighting /Lamp stock | Percent [-100 to 100%] |  | 0%
2339 | BA26_NR_Education_K12_university | b_de_el_ap_ei_nr_le | Appliances | Percent [-100 to 100%] |  |  |  |  | 0% | 0% | 0% | 0% | 0% | [5 empty] | 1 | 1 | 1 | 1 | 1 | 1 | Appliances | Percent [-100 to 100%] |  | 0% | [8 empty] | Appliances | Percent [-100 to 100%] |  | 0% | [9 empty] | Geräte/Technik | Prozent [-100 bis 100%] |  | 0% | [8 empty] | Appliances | Percent [-100 to 100%] |  | 0% | [8 empty] | Appliances | Percent [-100 to 100%] |  | 0% | [8 empty] | Appliances | Percent [-100 to 100%] |  | 0%
2340 | BA26_NR_Education_K12_university | b_de_el_ve_ei_nr_le | Ventilation | Percent [-100 to 100%] |  |  |  |  | 0% | 0% | 0% | 0% | 0% | [5 empty] | 1 | 1 | 1 | 1 | 1 | 1 | Ventilation | Percent [-100 to 100%] |  | 0% | [8 empty] | Ventilation | Percent [-100 to 100%] |  | 0% | [9 empty] | Lüftung | Prozent [-100 bis 100%] |  | 0% | [8 empty] | Ventilation | Percent [-100 to 100%] |  | 0% | [8 empty] | Ventilation | Percent [-100 to 100%] |  | 0% | [8 empty] | Ventilation | Percent [-100 to 100%] |  | 0%
2341 | BA26_NR_Education_K12_university | b_de_el_ot_ei_nr_le | Other | Percent [-100 to 100%] |  |  |  |  | 0% | 0% | 0% | 0% | 0% | [5 empty] | 1 | 1 | 1 | 1 | 1 | 1 | Other | Percent [-100 to 100%] |  | 0% | [8 empty] | Other | Percent [-100 to 100%] |  | 0% | [9 empty] | Andere | Prozent [-100 bis 100%] |  | 0% | [8 empty] | Other | Percent [-100 to 100%] |  | 0% | [8 empty] | Other | Percent [-100 to 100%] |  | 0% | [8 empty] | Other | Percent [-100 to 100%] |  | 0%
2342
2343 | Cooling demand and efficiency increase |  | Cooling demand and efficiency increase | [21 empty] | Cooling demand and efficiency increase | [11 empty] | Cooling demand and efficiency increase | [12 empty] | Kältebedarf und Effizienzsteigerung | [11 empty] | Cooling demand and efficiency increase | [11 empty] | Cooling demand and efficiency increase | [11 empty] | Cooling demand and efficiency increase
2344 | BA26_NR_Education_K12_university | b_de_co_bl_nr_le | Total cooling demand in baseline | Kilowatt hours per square square meter [kWh/m²*a] |  |  |  |  | 5.61 | 5.61 | 7.778 | 7.778 | 7.778 | Helsingin 30 % päästövähennysselvitys http://www.hel.fi/static/ymk/julkaisut/julkaisu-07-14.pdf | 2015 | Average, City | Calculated from statistics | city's district cooling demand allocated to all non residential buildings equally, according to their m2 | 3.1546 | 1 | 1 | 1 | 1 | 1 | Total cooling demand in baseline | Energy Use Intensity (EUI) or thousand BTU per square foot per year [kBtu/ft2 per yr] |  | 0 | [8 empty] | Total cooling demand in baseline | Kilowatt hours per square square meter [kWh/m²*a] | 5.61 | 5.61 | 7.778 | 7.778 | 7.778 | 7.778 | Helsingin 30 % päästövähennysselvitys http://www.hel.fi/static/ymk/julkaisut/julkaisu-07-14.pdf | 2015 | Average, City | Calculated from statistics | city's district cooling demand allocated to all non residential buildings equally, according to their m2 | Gesamt Kältebedarf | Kilowatt stunden pro Quadratmeter pro Jahr (kWh/m2*a) |  | 0 | [8 empty] | Total cooling demand in baseline | Kilowatt hours per square square meter [kWh/m²*a] |  | 0 | [8 empty] | Total cooling demand in baseline | Kilowatt hours per square square meter [kWh/m²*a] |  | 0 | [8 empty] | Total cooling demand in baseline | Kilowatt hours per square square meter [kWh/m²*a] |  | 0
2345 |  |  | Share of cooling demand in baseline due to | [21 empty] | Share of cooling demand in baseline due to |  | 0% | 0% | 0% | 0% | 0% | [5 empty] | Share of cooling demand in baseline due to |  | 0% | 0% | 0% | 0% |  | 0% | [5 empty] | Anteil Kältebedarf für |  | 0% | 0% | 0% | 0% | 0% | [5 empty] | Share of cooling demand in baseline due to |  | 0% | 0% | 0% | 0% | 0% | [5 empty] | Share of cooling demand in baseline due to |  | 0% | 0% | 0% | 0% | 0% | [5 empty] | Share of cooling demand in baseline due to |  | 0% | 0% | 0% | 0% | 0%
2346 | BA26_NR_Education_K12_university | b_de_co_le_bl_sh_nr_le | Infiltration | Percent [0 to 100%] |  |  |  |  | 0% | 0% | 0% | 0% | 0% | [5 empty] | 1 | 1 | 1 | 1 | 1 | 1 | Infiltration | Percent [0 to 100%] |  | 0% | [8 empty] | Infiltration | Percent [0 to 100%] |  | 0% | [9 empty] | Infiltration | Prozent [0 bis 100%] |  | 0% | [8 empty] | Infiltration | Percent [0 to 100%] |  | 0% | [8 empty] | Infiltration | Percent [0 to 100%] |  | 0% | [8 empty] | Infiltration | Percent [0 to 100%] |  | 0%
2347 | BA26_NR_Education_K12_university | b_de_co_ve_bl_sh_nr_le | Ventilation | Percent [0 to 100%] |  |  |  |  | 0% | 0% | 0% | 0% | 0% | [5 empty] | 1 | 1 | 1 | 1 | 1 | 1 | Ventilation | Percent [0 to 100%] |  | 0% | [8 empty] | Ventilation | Percent [0 to 100%] |  | 0% | [9 empty] | Lüftung | Prozent [0 bis 100%] |  | 0% | [8 empty] | Ventilation | Percent [0 to 100%] |  | 0% | [8 empty] | Ventilation | Percent [0 to 100%] |  | 0% | [8 empty] | Ventilation | Percent [0 to 100%] |  | 0%
2348 | BA26_NR_Education_K12_university | b_de_co_wa_bl_sh_nr_le | Losses through walls through transmission | Percent [0 to 100%] |  |  |  |  | 0% | 0% | 0% | 0% | 0% | [5 empty] | 1 | 1 | 1 | 1 | 1 | 1 | Losses through walls through transmission | Percent [0 to 100%] |  | 0% | [8 empty] | Losses through walls through transmission | Percent [0 to 100%] |  | 0% | [9 empty] | Verluste durch Wanddurchgang (transmission) | Prozent [0 bis 100%] |  | 0% | [8 empty] | Losses through walls through transmission | Percent [0 to 100%] |  | 0% | [8 empty] | Losses through walls through transmission | Percent [0 to 100%] |  | 0% | [8 empty] | Losses through walls through transmission | Percent [0 to 100%] |  | 0%
2349 | BA26_NR_Education_K12_university | b_de_co_wi_sr_bl_sh_nr_le | Heat input by solar radiation through windows | Percent [0 to 100%] |  |  |  |  | 0% | 0% | 0% | 0% | 0% | [5 empty] | 1 | 1 | 1 | 1 | 1 | 1 | Heat input by solar radiation through windows | Percent [0 to 100%] |  | 0% | [8 empty] | Heat input by solar radiation through windows | Percent [0 to 100%] |  | 0% | [9 empty] | Wärmeeintrag durch Fenster (solar radiation) | Prozent [0 bis 100%] |  | 0% | [8 empty] | Heat input by solar radiation through windows | Percent [0 to 100%] |  | 0% | [8 empty] | Heat input by solar radiation through windows | Percent [0 to 100%] |  | 0% | [8 empty] | Heat input by solar radiation through windows | Percent [0 to 100%] |  | 0%
2350 | BA26_NR_Education_K12_university | b_de_co_wi_tr_bl_sh_nr_le | Losses through windows through transmission | Percent [0 to 100%] |  |  |  |  | 0% | 0% | 0% | 0% | 0% | [5 empty] | 1 | 1 | 1 | 1 | 1 | 1 | Losses through windows through transmission | Percent [0 to 100%] |  | 0% | [8 empty] | Losses through windows through transmission | Percent [0 to 100%] |  | 0% | [9 empty] | Verluste durch Fensterdurchgang (transmission) | Prozent [0 bis 100%] |  | 0% | [8 empty] | Losses through windows through transmission | Percent [0 to 100%] |  | 0% | [8 empty] | Losses through windows through transmission | Percent [0 to 100%] |  | 0% | [8 empty] | Losses through windows through transmission | Percent [0 to 100%] |  | 0%
2351 | BA26_NR_Education_K12_university | b_de_co_ot_bl_sh_nr_le | Other effects (e.g. people, electrical Appliances) | Percent [0 to 100%] |  |  |  |  | 0% | 0% | 0% | 0% | 0% | [5 empty] | 1 | 1 | 1 | 1 | 1 | 1 | Other effects (e.g. people, electrical Appliances) | Percent [0 to 100%] |  | 0% | [8 empty] | Other effects (e.g. people, electrical Appliances) | Percent [0 to 100%] |  | 0% | [9 empty] | Andere Effekts (e.g. Personen, Geräte/Technik) | Prozent [0 bis 100%] |  | 0% | [8 empty] | Other effects (e.g. people, electrical Appliances) | Percent [0 to 100%] |  | 0% | [8 empty] | Other effects (e.g. people, electrical Appliances) | Percent [0 to 100%] |  | 0% | [8 empty] | Other effects (e.g. people, electrical Appliances) | Percent [0 to 100%] |  | 0%
2352 |  |  | BAU annual efficiency increase, decreasing cooling demand due to losses through | [21 empty] | BAU annual efficiency increase, decreasing cooling demand due to losses through | [11 empty] | BAU annual efficiency increase, decreasing cooling demand due to losses through | [12 empty] | Jährliche Effizienzverbesserung/verschlechterung [-100 to 100%], des Kältebedarfs durch | [11 empty] | BAU annual efficiency increase, decreasing cooling demand due to losses through | [11 empty] | BAU annual efficiency increase, decreasing cooling demand due to losses through | [11 empty] | BAU annual efficiency increase, decreasing cooling demand due to losses through
2353 | BA26_NR_Education_K12_university | b_de_co_le_ei_nr_le | Infiltration | Percent [-100 to 100%] |  |  |  |  | 0% | 0% | 0% | 0% | 0% | [5 empty] | 1 | 1 | 1 | 1 | 1 | 1 | Infiltration | Percent [-100 to 100%] |  | 0% | [8 empty] | Infiltration | Percent [-100 to 100%] |  | 0% | [9 empty] | Verluste durch Infiltration | Prozent [-100 bis 100%] |  | 0% | [8 empty] | Infiltration | Percent [-100 to 100%] |  | 0% | [8 empty] | Infiltration | Percent [-100 to 100%] |  | 0% | [8 empty] | Infiltration | Percent [-100 to 100%] |  | 0%
2354 | BA26_NR_Education_K12_university | b_de_co_ve_ei_nr_le | Ventilation | Percent [-100 to 100%] |  |  |  |  | 0% | 0% | 0% | 0% | 0% | [5 empty] | 1 | 1 | 1 | 1 | 1 | 1 | Ventilation | Percent [-100 to 100%] |  | 0% | [8 empty] | Ventilation | Percent [-100 to 100%] |  | 0% | [9 empty] | Verluste durch Lüftung | Prozent [-100 bis 100%] |  | 0% | [8 empty] | Ventilation | Percent [-100 to 100%] |  | 0% | [8 empty] | Ventilation | Percent [-100 to 100%] |  | 0% | [8 empty] | Ventilation | Percent [-100 to 100%] |  | 0%
2355 | BA26_NR_Education_K12_university | b_de_co_ot_ei_nr_le | Other (e.g. electric appliances, people) | Percent [-100 to 100%] |  |  |  |  | 0% | 0% | 0% | 0% | 0% | [5 empty] | 1 | 1 | 1 | 1 | 1 | 1 | Other (e.g. electric appliances, people) | Percent [-100 to 100%] |  | 0% | [8 empty] | Other (e.g. electric appliances, people) | Percent [-100 to 100%] |  | 0% | [9 empty] | Andere Effekts (e.g. Personen, Geräte/Technik) | Prozent [-100 bis 100%] |  | 0% | [8 empty] | Other (e.g. electric appliances, people) | Percent [-100 to 100%] |  | 0% | [8 empty] | Other (e.g. electric appliances, people) | Percent [-100 to 100%] |  | 0% | [8 empty] | Other (e.g. electric appliances, people) | Percent [-100 to 100%] |  | 0%
2356
2357 | Heat demand including warm water and efficiency increase |  | Heat demand including warm water and efficiency increase | [21 empty] | Heat demand including warm water and efficiency increase | [11 empty] | Heat demand including warm water and efficiency increase | [12 empty] | Wärmebedarf inklusive Warmwasser und Effizienzsteigerung | [11 empty] | Heat demand including warm water and efficiency increase | [11 empty] | Heat demand including warm water and efficiency increase | [11 empty] | Heat demand including warm water and efficiency increase
2358 | BA26_NR_Education_K12_university | b_de_he_bl_nr_le | Total heat demand in baseline | Kilowatt hours per square square meter [kWh/m²*a] |  |  |  |  | 177.7 | 177.7 | 0 | 0 | 0 | City of Helsinki Public Works Department, Kaupungin omistamien rakennusten energiankulutustiedot (2014) and Motiva, Palvelusektorin ominaiskulutuksia (2015) | 2014 | Example, city | Extrapolated | Includes spaces that are heated. Calculated by total area. Motiva yleissivistävät oppilaitokset, Number for Motiva | 3.1546 | 1 | 1 | 1 | 1 | 1 | Total heat demand in baseline | Energy Use Intensity (EUI) or thousand BTU per square foot per year [kBtu/ft2 per yr] |  | 0 | [8 empty] | Total heat demand in baseline | Kilowatt hours per square square meter [kWh/m²*a] | 177.7 | 177.7 |  |  |  |  | City of Helsinki Public Works Department, Kaupungin omistamien rakennusten energiankulutustiedot (2014) and Motiva, Palvelusektorin ominaiskulutuksia (2015) | 2014 | Example, city | Extrapolated | Includes spaces that are heated. Calculated by total area. Motiva yleissivistävät oppilaitokset, Number for Motiva | Gesamt Wärmebedarf | Kilowatt stunden pro Quadratmeter pro Jahr (kWh/m2*a) |  | 0 | [8 empty] | Total heat demand in baseline | Kilowatt hours per square square meter [kWh/m²*a] |  | 0 | [8 empty] | Total heat demand in baseline | Kilowatt hours per square square meter [kWh/m²*a] |  | 0 | [8 empty] | Total heat demand in baseline | Kilowatt hours per square square meter [kWh/m²*a] |  | 0
2359 |  |  | Share of baseline heat demand due to losses through | [21 empty] | Share of baseline heat demand due to losses through |  | 0% | 0% | 0% | 0% | 0% | [5 empty] | Share of baseline heat demand due to losses through |  | 0% | 0% | 0% | 0% |  | 0% | [5 empty] | Anteil Wärmebedarf durch Verluste von |  | 0% | 0% | 0% | 0% | 0% | [5 empty] | Share of baseline heat demand due to losses through |  | 0% | 0% | 0% | 0% | 0% | [5 empty] | Share of baseline heat demand due to losses through |  | 0% | 0% | 0% | 0% | 0% | [5 empty] | Share of baseline heat demand due to losses through |  | 0% | 0% | 0% | 0% | 0%
2360 | BA26_NR_Education_K12_university | b_de_he_le_bl_sh_nr_le | Infiltration | Percent [0 to 100%] |  |  |  |  | 0% | 0% | 0% | 0% | 0% | [5 empty] | 1 | 1 | 1 | 1 | 1 | 1 | Infiltration | Percent [0 to 100%] |  | 0% | [8 empty] | Infiltration | Percent [0 to 100%] |  | 0% | [9 empty] | Infiltration | Prozent [0 bis 100%] |  | 0% | [8 empty] | Infiltration | Percent [0 to 100%] |  | 0% | [8 empty] | Infiltration | Percent [0 to 100%] |  | 0% | [8 empty] | Infiltration | Percent [0 to 100%] |  | 0%
2361 | BA26_NR_Education_K12_university | b_de_he_ve_bl_sh_nr_le | Ventilation | Percent [0 to 100%] |  |  |  |  | 0% | 0% | 0% | 0% | 0% | [5 empty] | 1 | 1 | 1 | 1 | 1 | 1 | Ventilation | Percent [0 to 100%] |  | 0% | [8 empty] | Ventilation | Percent [0 to 100%] |  | 0% | [9 empty] | Lüftung | Prozent [0 bis 100%] |  | 0% | [8 empty] | Ventilation | Percent [0 to 100%] |  | 0% | [8 empty] | Ventilation | Percent [0 to 100%] |  | 0% | [8 empty] | Ventilation | Percent [0 to 100%] |  | 0%
2362 | BA26_NR_Education_K12_university | b_de_he_wa_bl_sh_nr_le | Walls | Percent [0 to 100%] |  |  |  |  | 0% | 0% | 0% | 0% | 0% | [5 empty] | 1 | 1 | 1 | 1 | 1 | 1 | Walls | Percent [0 to 100%] |  | 0% | [8 empty] | Walls | Percent [0 to 100%] |  | 0% | [9 empty] | Wand | Prozent [0 bis 100%] |  | 0% | [8 empty] | Walls | Percent [0 to 100%] |  | 0% | [8 empty] | Walls | Percent [0 to 100%] |  | 0% | [8 empty] | Walls | Percent [0 to 100%] |  | 0%
2363 | BA26_NR_Education_K12_university | b_de_he_wi_bl_sh_nr_le | Windows | Percent [0 to 100%] |  |  |  |  | 0% | 0% | 0% | 0% | 0% | [5 empty] | 1 | 1 | 1 | 1 | 1 | 1 | Windows | Percent [0 to 100%] |  | 0% | [8 empty] | Windows | Percent [0 to 100%] |  | 0% | [9 empty] | Fenster | Prozent [0 bis 100%] |  | 0% | [8 empty] | Windows | Percent [0 to 100%] |  | 0% | [8 empty] | Windows | Percent [0 to 100%] |  | 0% | [8 empty] | Windows | Percent [0 to 100%] |  | 0%
2364 | BA26_NR_Education_K12_university | b_de_he_fl_bl_sh_nr_le | Floors | Percent [0 to 100%] |  |  |  |  | 0% | 0% | 0% | 0% | 0% | [5 empty] | 1 | 1 | 1 | 1 | 1 | 1 | Floors | Percent [0 to 100%] |  | 0% | [8 empty] | Floors | Percent [0 to 100%] |  | 0% | [9 empty] | Boden | Prozent [0 bis 100%] |  | 0% | [8 empty] | Floors | Percent [0 to 100%] |  | 0% | [8 empty] | Floors | Percent [0 to 100%] |  | 0% | [8 empty] | Floors | Percent [0 to 100%] |  | 0%
2365 | BA26_NR_Education_K12_university | b_de_he_ro_bl_sh_nr_le | Roofs | Percent [0 to 100%] |  |  |  |  | 0% | 0% | 0% | 0% | 0% | [5 empty] | 1 | 1 | 1 | 1 | 1 | 1 | Roofs | Percent [0 to 100%] |  | 0% | [8 empty] | Roofs | Percent [0 to 100%] |  | 0% | [9 empty] | Dach | Prozent [0 bis 100%] |  | 0% | [8 empty] | Roofs | Percent [0 to 100%] |  | 0% | [8 empty] | Roofs | Percent [0 to 100%] |  | 0% | [8 empty] | Roofs | Percent [0 to 100%] |  | 0%
2366 | BA26_NR_Education_K12_university | b_de_he_ot_bl_sh_nr_le | Other | Percent [0 to 100%] |  |  |  |  | 0% | 0% | 0% | 0% | 0% | [5 empty] | 1 | 1 | 1 | 1 | 1 | 1 | Other | Percent [0 to 100%] |  | 0% | [8 empty] | Other | Percent [0 to 100%] |  | 0% | [9 empty] | Andere | Prozent [0 bis 100%] |  | 0% | [8 empty] | Other | Percent [0 to 100%] |  | 0% | [8 empty] | Other | Percent [0 to 100%] |  | 0% | [8 empty] | Other | Percent [0 to 100%] |  | 0%
2367 | BA26_NR_Education_K12_university | b_de_he_ww_bl_sh_nr_le | Share of heat demand for warm water in baseline | Percent [0 to 100%] |  |  |  |  | 0% | 0% | 0% | 0% | 0% | [5 empty] | 1 | 1 | 1 | 1 | 1 | 1 | Share of heat demand for warm water in baseline | Percent [0 to 100%] |  | 0% | [8 empty] | Share of heat demand for warm water in baseline | Percent [0 to 100%] |  | 0% | [9 empty] | Anteil Wärmebedarf für Warmwasser | Prozent [0 bis 100%] |  | 0% | [8 empty] | Share of heat demand for warm water in baseline | Percent [0 to 100%] |  | 0% | [8 empty] | Share of heat demand for warm water in baseline | Percent [0 to 100%] |  | 0% | [8 empty] | Share of heat demand for warm water in baseline | Percent [0 to 100%] |  | 0%
2368 |  |  | BAU annual efficiency increase, decreasing thermal losses through | [21 empty] | BAU annual efficiency increase, decreasing thermal losses through | [11 empty] | BAU annual efficiency increase, decreasing thermal losses through | [12 empty] | Jährliche Effizienzverbesserung/verschlechterung [-100 to 100%], des Wärmebedarfs durch | [11 empty] | BAU annual efficiency increase, decreasing thermal losses through | [11 empty] | BAU annual efficiency increase, decreasing thermal losses through | [11 empty] | BAU annual efficiency increase, decreasing thermal losses through
2369 | BA26_NR_Education_K12_university | b_de_he_le_ei_nr_le | Infiltration | Percent [-100 to 100%] |  |  |  |  | 0% | 0% | 0% | 0% | 0% | [5 empty] | 1 | 1 | 1 | 1 | 1 | 1 | Infiltration | Percent [-100 to 100%] |  | 0% | [8 empty] | Infiltration | Percent [-100 to 100%] |  | 0% | [9 empty] | Infiltration | Prozent [-100 bis 100%] |  | 0% | [8 empty] | Infiltration | Percent [-100 to 100%] |  | 0% | [8 empty] | Infiltration | Percent [-100 to 100%] |  | 0% | [8 empty] | Infiltration | Percent [-100 to 100%] |  | 0%
2370 | BA26_NR_Education_K12_university | b_de_he_ve_ei_nr_le | Ventilation | Percent [-100 to 100%] |  |  |  |  | 0% | 0% | 0% | 0% | 0% | [5 empty] | 1 | 1 | 1 | 1 | 1 | 1 | Ventilation | Percent [-100 to 100%] |  | 0% | [8 empty] | Ventilation | Percent [-100 to 100%] |  | 0% | [9 empty] | Lüftung | Prozent [-100 bis 100%] |  | 0% | [8 empty] | Ventilation | Percent [-100 to 100%] |  | 0% | [8 empty] | Ventilation | Percent [-100 to 100%] |  | 0% | [8 empty] | Ventilation | Percent [-100 to 100%] |  | 0%
2371 | BA26_NR_Education_K12_university | b_de_he_fl_ei_nr_le | Floors | Percent [-100 to 100%] |  |  |  |  | 0% | 0% | 0% | 0% | 0% | [5 empty] | 1 | 1 | 1 | 1 | 1 | 1 | Floors | Percent [-100 to 100%] |  | 0% | [8 empty] | Floors | Percent [-100 to 100%] |  | 0% | [9 empty] | Boden | Prozent [-100 bis 100%] |  | 0% | [8 empty] | Floors | Percent [-100 to 100%] |  | 0% | [8 empty] | Floors | Percent [-100 to 100%] |  | 0% | [8 empty] | Floors | Percent [-100 to 100%] |  | 0%
2372 | BA26_NR_Education_K12_university | b_de_he_ro_ei_nr_le | Roofs | Percent [-100 to 100%] |  |  |  |  | 0% | 0% | 0% | 0% | 0% | [5 empty] | 1 | 1 | 1 | 1 | 1 | 1 | Roofs | Percent [-100 to 100%] |  | 0% | [8 empty] | Roofs | Percent [-100 to 100%] |  | 0% | [9 empty] | Dach | Prozent [-100 bis 100%] |  | 0% | [8 empty] | Roofs | Percent [-100 to 100%] |  | 0% | [8 empty] | Roofs | Percent [-100 to 100%] |  | 0% | [8 empty] | Roofs | Percent [-100 to 100%] |  | 0%
2373 | BA26_NR_Education_K12_university | b_de_he_ot_ei_nr_le | Other reasons | Percent [-100 to 100%] |  |  |  |  | 0% | 0% | 0% | 0% | 0% | [5 empty] | 1 | 1 | 1 | 1 | 1 | 1 | Other reasons | Percent [-100 to 100%] |  | 0% | [8 empty] | Other reasons | Percent [-100 to 100%] |  | 0% | [9 empty] | Andere | Prozent [-100 bis 100%] |  | 0% | [8 empty] | Other reasons | Percent [-100 to 100%] |  | 0% | [8 empty] | Other reasons | Percent [-100 to 100%] |  | 0% | [8 empty] | Other reasons | Percent [-100 to 100%] |  | 0%
2374 | BA26_NR_Education_K12_university | b_de_he_ww_ei_nr_le | BAU annual Efficiency increase, decreasing warm water demand | Percent [-100 to 100%] |  |  |  |  | 0% | 0% | 0% | 0% | 0% | [5 empty] | 1 | 1 | 1 | 1 | 1 | 1 | BAU annual Efficiency increase, decreasing warm water demand | Percent [-100 to 100%] |  | 0% | [8 empty] | BAU annual Efficiency increase, decreasing warm water demand | Percent [-100 to 100%] |  | 0% | [9 empty] | Jährliche Effizienzverbesserung/verschlechtung Warmwasserbedarf | Prozent [-100 bis 100%] |  | 0% | [8 empty] | BAU annual Efficiency increase, decreasing warm water demand | Percent [-100 to 100%] |  | 0% | [8 empty] | BAU annual Efficiency increase, decreasing warm water demand | Percent [-100 to 100%] |  | 0% | [8 empty] | BAU annual Efficiency increase, decreasing warm water demand | Percent [-100 to 100%] |  | 0%
2375
2376 | Lever specific parameter |  | Lever specific parameter | [21 empty] | Lever specific parameter | [11 empty] | Lever specific parameter | [12 empty] | Hebel spezifische Parameter | [11 empty] | Lever specific parameter | [11 empty] | Lever specific parameter | [11 empty] | Lever specific parameter
2377 | BA26_NR_Education_K12_university | b_ra_waa_nr_le | Ratio of wall area / effective area | Ratio [-] |  |  |  |  | 0 | 0 | 0 | 0 | 0 | [5 empty] | 1 | 1 | 1 | 1 | 1 | 1 | Ratio of wall area / effective area | Ratio [-] |  | 0 | [8 empty] | Ratio of wall area / effective area | Ratio [-] |  | 0 | [9 empty] | Verhältnis zwischen Wandfläche / effektive Fläche | Ratio [-] |  | 0 | [8 empty] | Ratio of wall area / effective area | Ratio [-] |  | 0 | [8 empty] | Ratio of wall area / effective area | Ratio [-] |  | 0 | [8 empty] | Ratio of wall area / effective area | Ratio [-] |  | 0
2378 | BA26_NR_Education_K12_university | b_ra_wwa_nr_le | Ratio of window/effective area | Ratio [-] |  |  |  |  | 0 | 0 | 0 | 0 | 0 | [5 empty] | 1 | 1 | 1 | 1 | 1 | 1 | Ratio of window/effective area | Ratio [-] |  | 0 | [8 empty] | Ratio of window/effective area | Ratio [-] |  | 0 | [9 empty] | Verhältnis zwischen Fenster/effektive Fläche | Ratio [-] |  | 0 | [8 empty] | Ratio of window/effective area | Ratio [-] |  | 0 | [8 empty] | Ratio of window/effective area | Ratio [-] |  | 0 | [8 empty] | Ratio of window/effective area | Ratio [-] |  | 0
2379 | BA26_NR_Education_K12_university | b_gl_uv_wi_bl_nr_le | U-value of windows in baseline (R=1/U) | U Value [Watts/square meter Kelvin] [W/m²*K] |  |  |  |  | 0 | 0 | 0 | 0 | 0 | [5 empty] | 5.6783 | 1 | 1 | 1 | 1 | 1 | U-value of windows in baseline (R=1/U) | Btu per square foot per degree Farenheit per hour [Btu/ft2*0F*h] |  | 0 | [8 empty] | U-value of windows in baseline (R=1/U) | U Value [Watts/square meter Kelvin] [W/m²*K] |  | 0 | [9 empty] | U-value Fenster (R=1/U) | U Value [Watts/square meter Kelvin] [W/m²*K] |  | 0 | [8 empty] | U-value of windows in baseline (R=1/U) | U Value [Watts/square meter Kelvin] [W/m²*K] |  | 0 | [8 empty] | U-value of windows in baseline (R=1/U) | U Value [Watts/square meter Kelvin] [W/m²*K] |  | 0 | [8 empty] | U-value of windows in baseline (R=1/U) | U Value [Watts/square meter Kelvin] [W/m²*K] |  | 0
2380 | BA26_NR_Education_K12_university | b_gl_gv_wi_bl_nr_le | Solar heat gain coefficient "G-Value" of windows in baseline | Percent [0 to 100%] |  |  |  |  | 0% | 0% | 0% | 0% | 0% | [5 empty] | 1 | 1 | 1 | 1 | 1 | 1 | Solar heat gain coefficient "G-Value" of windows in baseline | Percent [0 to 100%] |  | 0% | [8 empty] | Solar heat gain coefficient "G-Value" of windows in baseline | Percent [0 to 100%] |  | 0% | [9 empty] | Solar Wärmezuwachskoeffizient "G-Value" Fenster | Prozent [0 bis 100%] |  | 0% | [8 empty] | Solar heat gain coefficient "G-Value" of windows in baseline | Percent [0 to 100%] |  | 0% | [8 empty] | Solar heat gain coefficient "G-Value" of windows in baseline | Percent [0 to 100%] |  | 0% | [8 empty] | Solar heat gain coefficient "G-Value" of windows in baseline | Percent [0 to 100%] |  | 0%
2381 | BA26_NR_Education_K12_university | b_gl_gv_wi_ei_nr_le | BAU annual efficiency increase of G-value of windows | Percent [-100 to 100%] |  |  |  |  | 0% | 0% | 0% | 0% | 0% | [5 empty] | 1 | 1 | 1 | 1 | 1 | 1 | BAU annual efficiency increase of G-value of windows | Percent [-100 to 100%] |  | 0% | [8 empty] | BAU annual efficiency increase of G-value of windows | Percent [-100 to 100%] |  | 0% | [9 empty] | Jährliche Effizienzsteigerung G-value Fenster | Prozent [-100 bis 100%] |  | 0% | [8 empty] | BAU annual efficiency increase of G-value of windows | Percent [-100 to 100%] |  | 0% | [8 empty] | BAU annual efficiency increase of G-value of windows | Percent [-100 to 100%] |  | 0% | [8 empty] | BAU annual efficiency increase of G-value of windows | Percent [-100 to 100%] |  | 0%
2382 | BA26_NR_Education_K12_university | b_gl_uv_wi_ei_nr_le | BAU annual efficiency increase of U-value of windows | Percent [-100 to 100%] |  |  |  |  | 0% | 0% | 0% | 0% | 0% | [5 empty] | 1 | 1 | 1 | 1 | 1 | 1 | BAU annual efficiency increase of U-value of windows | Percent [-100 to 100%] |  | 0% | [8 empty] | BAU annual efficiency increase of U-value of windows | Percent [-100 to 100%] |  | 0% | [9 empty] | Jährliche Effizienzsteigerung U-value Fenster | Prozent [-100 bis 100%] |  | 0% | [8 empty] | BAU annual efficiency increase of U-value of windows | Percent [-100 to 100%] |  | 0% | [8 empty] | BAU annual efficiency increase of U-value of windows | Percent [-100 to 100%] |  | 0% | [8 empty] | BAU annual efficiency increase of U-value of windows | Percent [-100 to 100%] |  | 0%
2383 | BA26_NR_Education_K12_university | b_wi_uv_wa_bl_nr_le | U-value of building walls in baseline (R=1/U) | U Value [Watts/square meter Kelvin] [W/m²*K] |  |  |  |  | 0 | 0 | 0 | 0 | 0 | [5 empty] | 5.6783 | 1 | 1 | 1 | 1 | 1 | U-value of building walls in baseline (R=1/U) | Btu per square foot per degree Farenheit per hour [Btu/ft2*0F*h] |  | 0 | [8 empty] | U-value of building walls in baseline (R=1/U) | U Value [Watts/square meter Kelvin] [W/m²*K] |  | 0 | [9 empty] | U-value Gebäude Wand (R=1/U) | U Value [Watts/square meter Kelvin] [W/m²*K] |  | 0 | [8 empty] | U-value of building walls in baseline (R=1/U) | U Value [Watts/square meter Kelvin] [W/m²*K] |  | 0 | [8 empty] | U-value of building walls in baseline (R=1/U) | U Value [Watts/square meter Kelvin] [W/m²*K] |  | 0 | [8 empty] | U-value of building walls in baseline (R=1/U) | U Value [Watts/square meter Kelvin] [W/m²*K] |  | 0
2384 |  |  | Average run time per year of | [21 empty] | Average run time per year of | [11 empty] | Average run time per year of | [12 empty] | Durchschnittliche Betriebszeit pro Jahr von | [11 empty] | Average run time per year of | [11 empty] | Average run time per year of | [11 empty] | Average run time per year of
2385 | BA26_NR_Education_K12_university | b_li_rt_cf_nr_le | Compact fluorescent lamps | Hours per year [h/a] |  |  |  |  | 0 | 0 | 0 | 0 | 0 | [5 empty] | 1 | 1 | 1 | 1 | 1 | 1 | Compact fluorescent lamps | Hours per year [h/a] |  | 0 | [8 empty] | Compact fluorescent lamps | Hours per year [h/a] |  | 0 | [9 empty] | KompaktLeuchtstofflampe | Stunden pro year [h/a] |  | 0 | [8 empty] | Compact fluorescent lamps | Hours per year [h/a] |  | 0 | [8 empty] | Compact fluorescent lamps | Hours per year [h/a] |  | 0 | [8 empty] | Compact fluorescent lamps | Hours per year [h/a] |  | 0
2386 | BA26_NR_Education_K12_university | b_li_rt_fl_nr_le | Fluorescent lamps | Hours per year [h/a] |  |  |  |  | 0 | 0 | 0 | 0 | 0 | [5 empty] | 1 | 1 | 1 | 1 | 1 | 1 | Fluorescent lamps | Hours per year [h/a] |  | 0 | [8 empty] | Fluorescent lamps | Hours per year [h/a] |  | 0 | [9 empty] | Leuchtstofflampe | Stunden pro year [h/a] |  | 0 | [8 empty] | Fluorescent lamps | Hours per year [h/a] |  | 0 | [8 empty] | Fluorescent lamps | Hours per year [h/a] |  | 0 | [8 empty] | Fluorescent lamps | Hours per year [h/a] |  | 0
2387 | BA26_NR_Education_K12_university | b_li_rt_haL_nr_le | Low voltage halogen lamps | Hours per year [h/a] |  |  |  |  | 0 | 0 | 0 | 0 | 0 | [5 empty] | 1 | 1 | 1 | 1 | 1 | 1 | Low voltage halogen lamps | Hours per year [h/a] |  | 0 | [8 empty] | Low voltage halogen lamps | Hours per year [h/a] |  | 0 | [9 empty] | Niederspannungshalogen Lampe | Stunden pro year [h/a] |  | 0 | [8 empty] | Low voltage halogen lamps | Hours per year [h/a] |  | 0 | [8 empty] | Low voltage halogen lamps | Hours per year [h/a] |  | 0 | [8 empty] | Low voltage halogen lamps | Hours per year [h/a] |  | 0
2388 | BA26_NR_Education_K12_university | b_li_rt_haM_nr_le | Medium voltage halogen lamps | Hours per year [h/a] |  |  |  |  | 0 | 0 | 0 | 0 | 0 | [5 empty] | 1 | 1 | 1 | 1 | 1 | 1 | Medium voltage halogen lamps | Hours per year [h/a] |  | 0 | [8 empty] | Medium voltage halogen lamps | Hours per year [h/a] |  | 0 | [9 empty] | mittelspannungshalogen Lampe | Stunden pro year [h/a] |  | 0 | [8 empty] | Medium voltage halogen lamps | Hours per year [h/a] |  | 0 | [8 empty] | Medium voltage halogen lamps | Hours per year [h/a] |  | 0 | [8 empty] | Medium voltage halogen lamps | Hours per year [h/a] |  | 0
2389 | BA26_NR_Education_K12_university | b_li_rt_in_nr_le | Incandescent lamps | Hours per year [h/a] |  |  |  |  | 0 | 0 | 0 | 0 | 0 | [5 empty] | 1 | 1 | 1 | 1 | 1 | 1 | Incandescent lamps | Hours per year [h/a] |  | 0 | [8 empty] | Incandescent lamps | Hours per year [h/a] |  | 0 | [9 empty] | Glühlampe | Stunden pro year [h/a] |  | 0 | [8 empty] | Incandescent lamps | Hours per year [h/a] |  | 0 | [8 empty] | Incandescent lamps | Hours per year [h/a] |  | 0 | [8 empty] | Incandescent lamps | Hours per year [h/a] |  | 0
2390 |  |  | Share of | [21 empty] | Share of |  | 0% | 0% | 0% | 0% | 0% | [5 empty] | Share of |  | 0% | 0% | 0% | 0% |  | 0% | [5 empty] | Anteil of |  | 0% | 0% | 0% | 0% | 0% | [5 empty] | Share of |  | 0% | 0% | 0% | 0% | 0% | [5 empty] | Share of |  | 0% | 0% | 0% | 0% | 0% | [5 empty] | Share of |  | 0% | 0% | 0% | 0% | 0%
2391 | BA26_NR_Education_K12_university | b_li_sh_in_nr_le | Incandescent lamps | Percent [0 to 100%] |  |  |  |  | 0% | 0% | 0% | 0% | 0% | [5 empty] | 1 | 1 | 1 | 1 | 1 | 1 | Incandescent lamps | Percent [0 to 100%] |  | 0% | [8 empty] | Incandescent lamps | Percent [0 to 100%] |  | 0% | [9 empty] | Glühlampe | Prozent [0 bis 100%] |  | 0% | [8 empty] | Incandescent lamps | Percent [0 to 100%] |  | 0% | [8 empty] | Incandescent lamps | Percent [0 to 100%] |  | 0% | [8 empty] | Incandescent lamps | Percent [0 to 100%] |  | 0%
2392 | BA26_NR_Education_K12_university | b_li_sh_cf_nr_le | Compact fluorescent lamps | Percent [0 to 100%] |  |  |  |  | 0% | 0% | 0% | 0% | 0% | [5 empty] | 1 | 1 | 1 | 1 | 1 | 1 | Compact fluorescent lamps | Percent [0 to 100%] |  | 0% | [8 empty] | Compact fluorescent lamps | Percent [0 to 100%] |  | 0% | [9 empty] | KompaktLeuchtstofflampe | Prozent [0 bis 100%] |  | 0% | [8 empty] | Compact fluorescent lamps | Percent [0 to 100%] |  | 0% | [8 empty] | Compact fluorescent lamps | Percent [0 to 100%] |  | 0% | [8 empty] | Compact fluorescent lamps | Percent [0 to 100%] |  | 0%
2393 | BA26_NR_Education_K12_university | b_li_sh_fl_nr_le | Fluorescent lamps | Percent [0 to 100%] |  |  |  |  | 0% | 0% | 0% | 0% | 0% | [5 empty] | 1 | 1 | 1 | 1 | 1 | 1 | Fluorescent lamps | Percent [0 to 100%] |  | 0% | [8 empty] | Fluorescent lamps | Percent [0 to 100%] |  | 0% | [9 empty] | Leuchtstofflampe | Prozent [0 bis 100%] |  | 0% | [8 empty] | Fluorescent lamps | Percent [0 to 100%] |  | 0% | [8 empty] | Fluorescent lamps | Percent [0 to 100%] |  | 0% | [8 empty] | Fluorescent lamps | Percent [0 to 100%] |  | 0%
2394 | BA26_NR_Education_K12_university | b_li_sh_haL_nr_le | Low voltage halogen lamps | Percent [0 to 100%] |  |  |  |  | 0% | 0% | 0% | 0% | 0% | [5 empty] | 1 | 1 | 1 | 1 | 1 | 1 | Low voltage halogen lamps | Percent [0 to 100%] |  | 0% | [8 empty] | Low voltage halogen lamps | Percent [0 to 100%] |  | 0% | [9 empty] | Niederspannungshalogen Lampe | Prozent [0 bis 100%] |  | 0% | [8 empty] | Low voltage halogen lamps | Percent [0 to 100%] |  | 0% | [8 empty] | Low voltage halogen lamps | Percent [0 to 100%] |  | 0% | [8 empty] | Low voltage halogen lamps | Percent [0 to 100%] |  | 0%
2395 | BA26_NR_Education_K12_university | b_li_sh_haM_nr_le | Medium voltage halogen lamps | Percent [0 to 100%] |  |  |  |  | 0% | 0% | 0% | 0% | 0% | [5 empty] | 1 | 1 | 1 | 1 | 1 | 1 | Medium voltage halogen lamps | Percent [0 to 100%] |  | 0% | [8 empty] | Medium voltage halogen lamps | Percent [0 to 100%] |  | 0% | [9 empty] | mittelspannungshalogen Lampe | Prozent [0 bis 100%] |  | 0% | [8 empty] | Medium voltage halogen lamps | Percent [0 to 100%] |  | 0% | [8 empty] | Medium voltage halogen lamps | Percent [0 to 100%] |  | 0% | [8 empty] | Medium voltage halogen lamps | Percent [0 to 100%] |  | 0%
2396
2397 | Lever existing situation Please enter value of % of total stock with technology already applied to |  | Lever Existing Situation (please enter value of % of total stock) | [21 empty] | Lever Existing Situation (please enter value of % of total stock) | [11 empty] | Lever Existing Situation (please enter value of % of total stock) | [12 empty] | Hebel bereits vorhanden (bitte %Wert angeben bezogen auf Gesamtgebäudebestand) | [11 empty] | Lever Existing Situation (please enter value of % of total stock) | [11 empty] | Lever Existing Situation (please enter value of % of total stock) | [11 empty] | Lever Existing Situation (please enter value of % of total stock)
2398 |  |  | Share of | [21 empty] | Share of | [11 empty] | Share of | [12 empty] | Anteil of | [11 empty] | Share of | [11 empty] | Share of | [11 empty] | Share of
2399 | BA26_NR_Education_K12_university | b_wi_sh_nr_le | buildings with wall insulation | Percent [0 to 100%] |  |  |  |  | 0% | 0% | 0% | 0% | 0% | [5 empty] | 1 | 1 | 1 | 1 | 1 | 1 | buildings with wall insulation | Percent [0 to 100%] |  | 0% | [8 empty] | buildings with wall insulation | Percent [0 to 100%] |  | 0% | [9 empty] | Gebäude mit Wandisolierung | Prozent [0 bis 100%] |  | 0% | [8 empty] | buildings with wall insulation | Percent [0 to 100%] |  | 0% | [8 empty] | buildings with wall insulation | Percent [0 to 100%] |  | 0% | [8 empty] | buildings with wall insulation | Percent [0 to 100%] |  | 0%
2400 | BA26_NR_Education_K12_university | b_gl_sh_nr_le | buildings with high efficient glazing | Percent [0 to 100%] |  |  |  |  | 0% | 0% | 0% | 0% | 0% | [5 empty] | 1 | 1 | 1 | 1 | 1 | 1 | buildings with high efficient glazing | Percent [0 to 100%] |  | 0% | [8 empty] | buildings with high efficient glazing | Percent [0 to 100%] |  | 0% | [9 empty] | Gebäude mit effiziente Verglasung | Prozent [0 bis 100%] |  | 0% | [8 empty] | buildings with high efficient glazing | Percent [0 to 100%] |  | 0% | [8 empty] | buildings with high efficient glazing | Percent [0 to 100%] |  | 0% | [8 empty] | buildings with high efficient glazing | Percent [0 to 100%] |  | 0%
2401 | BA26_NR_Education_K12_university | b_li_sh_nr_le | buildings with efficient lighting in baseline | Percent [0 to 100%] |  |  |  |  | 0% | 0% | 0% | 0% | 0% | [5 empty] | 1 | 1 | 1 | 1 | 1 | 1 | buildings with efficient lighting in baseline | Percent [0 to 100%] |  | 0% | [8 empty] | buildings with efficient lighting in baseline | Percent [0 to 100%] |  | 0% | [9 empty] | Gebäude mit effiziente Beleuchtung | Prozent [0 bis 100%] |  | 0% | [8 empty] | buildings with efficient lighting in baseline | Percent [0 to 100%] |  | 0% | [8 empty] | buildings with efficient lighting in baseline | Percent [0 to 100%] |  | 0% | [8 empty] | buildings with efficient lighting in baseline | Percent [0 to 100%] |  | 0%
2402 | BA26_NR_Education_K12_university | b_dol_sh_nr_le | buildings with demand oriented lighting | Percent [0 to 100%] |  |  |  |  | 0% | 0% | 0% | 0% | 0% | [5 empty] | 1 | 1 | 1 | 1 | 1 | 1 | buildings with demand oriented lighting | Percent [0 to 100%] |  | 0% | [8 empty] | buildings with demand oriented lighting | Percent [0 to 100%] |  | 0% | [9 empty] | Gebäude mit bedarfsorientierte Beleuchtung | Prozent [0 bis 100%] |  | 0% | [8 empty] | buildings with demand oriented lighting | Percent [0 to 100%] |  | 0% | [8 empty] | buildings with demand oriented lighting | Percent [0 to 100%] |  | 0% | [8 empty] | buildings with demand oriented lighting | Percent [0 to 100%] |  | 0%
2403 | BA26_NR_Education_K12_university | b_bem_sh_nr_le | buildings with Building Efficiency Monitoring | Percent [0 to 100%] |  |  |  |  | 0% | 0% | 0% | 0% | 0% | [5 empty] | 1 | 1 | 1 | 1 | 1 | 1 | buildings with Building Efficiency Monitoring | Percent [0 to 100%] |  | 0% | [8 empty] | buildings with Building Efficiency Monitoring | Percent [0 to 100%] |  | 0% | [9 empty] | Gebäude mit Gebäudeeffizienzüberwachung | Prozent [0 bis 100%] |  | 0% | [8 empty] | buildings with Building Efficiency Monitoring | Percent [0 to 100%] |  | 0% | [8 empty] | buildings with Building Efficiency Monitoring | Percent [0 to 100%] |  | 0% | [8 empty] | buildings with Building Efficiency Monitoring | Percent [0 to 100%] |  | 0%
2404 | BA26_NR_Education_K12_university | b_brm_sh_nr_le | buildings with Building Remote Monitoring | Percent [0 to 100%] |  |  |  |  | 0% | 0% | 0% | 0% | 0% | [5 empty] | 1 | 1 | 1 | 1 | 1 | 1 | buildings with Building Remote Monitoring | Percent [0 to 100%] |  | 0% | [8 empty] | buildings with Building Remote Monitoring | Percent [0 to 100%] |  | 0% | [9 empty] | Gebäude mit Gebäudefernüberwachung | Prozent [0 bis 100%] |  | 0% | [8 empty] | buildings with Building Remote Monitoring | Percent [0 to 100%] |  | 0% | [8 empty] | buildings with Building Remote Monitoring | Percent [0 to 100%] |  | 0% | [8 empty] | buildings with Building Remote Monitoring | Percent [0 to 100%] |  | 0%
2405 | BA26_NR_Education_K12_university | b_bpo_sh_nr_le | buildings with Building Performance Optimization | Percent [0 to 100%] |  |  |  |  | 0% | 0% | 0% | 0% | 0% | [5 empty] | 1 | 1 | 1 | 1 | 1 | 1 | buildings with Building Performance Optimization | Percent [0 to 100%] |  | 0% | [8 empty] | buildings with Building Performance Optimization | Percent [0 to 100%] |  | 0% | [9 empty] | Gebäude mit Gebäudeleistungsoptimierung | Prozent [0 bis 100%] |  | 0% | [8 empty] | buildings with Building Performance Optimization | Percent [0 to 100%] |  | 0% | [8 empty] | buildings with Building Performance Optimization | Percent [0 to 100%] |  | 0% | [8 empty] | buildings with Building Performance Optimization | Percent [0 to 100%] |  | 0%
2406 | BA26_NR_Education_K12_university | b_dcv_sh_nr_le | buildings with Demand controlled ventilation | Percent [0 to 100%] |  |  |  |  | 0% | 0% | 0% | 0% | 0% | [5 empty] | 1 | 1 | 1 | 1 | 1 | 1 | buildings with Demand controlled ventilation | Percent [0 to 100%] |  | 0% | [8 empty] | buildings with Demand controlled ventilation | Percent [0 to 100%] |  | 0% | [9 empty] | Gebäude mit bedarfsgesteuerte Lüftung | Prozent [0 bis 100%] |  | 0% | [8 empty] | buildings with Demand controlled ventilation | Percent [0 to 100%] |  | 0% | [8 empty] | buildings with Demand controlled ventilation | Percent [0 to 100%] |  | 0% | [8 empty] | buildings with Demand controlled ventilation | Percent [0 to 100%] |  | 0%
2407 | BA26_NR_Education_K12_university | b_hcr_sh_nr_le | buildings with Heat and Cold Recovery in ventilation | Percent [0 to 100%] |  |  |  |  | 0% | 0% | 0% | 0% | 0% | [5 empty] | 1 | 1 | 1 | 1 | 1 | 1 | buildings with Heat and Cold Recovery in ventilation | Percent [0 to 100%] |  | 0% | [8 empty] | buildings with Heat and Cold Recovery in ventilation | Percent [0 to 100%] |  | 0% | [9 empty] | Gebäude mit Wärme und Kälterückgewinnung in Lüftung | Prozent [0 bis 100%] |  | 0% | [8 empty] | buildings with Heat and Cold Recovery in ventilation | Percent [0 to 100%] |  | 0% | [8 empty] | buildings with Heat and Cold Recovery in ventilation | Percent [0 to 100%] |  | 0% | [8 empty] | buildings with Heat and Cold Recovery in ventilation | Percent [0 to 100%] |  | 0%
2408 | BA26_NR_Education_K12_university | b_em_sh_nr_le | buildings with Efficient Motors | Percent [0 to 100%] |  |  |  |  | 0% | 0% | 0% | 0% | 0% | [5 empty] | 1 | 1 | 1 | 1 | 1 | 1 | buildings with Efficient Motors | Percent [0 to 100%] |  | 0% | [8 empty] | buildings with Efficient Motors | Percent [0 to 100%] |  | 0% | [9 empty] | Gebäude mit effizienten Motoren | Prozent [0 bis 100%] |  | 0% | [8 empty] | buildings with Efficient Motors | Percent [0 to 100%] |  | 0% | [8 empty] | buildings with Efficient Motors | Percent [0 to 100%] |  | 0% | [8 empty] | buildings with Efficient Motors | Percent [0 to 100%] |  | 0%
2409 | BA26_NR_Education_K12_university | b_bac_sh_nr_le | buildings with Building Automation BACS Class C | Percent [0 to 100%] |  |  |  |  | 0% | 0% | 0% | 0% | 0% | [5 empty] | 1 | 1 | 1 | 1 | 1 | 1 | buildings with Building Automation BACS Class C | Percent [0 to 100%] |  | 0% | [8 empty] | buildings with Building Automation BACS Class C | Percent [0 to 100%] |  | 0% | [9 empty] | Gebäude mit Gebäudeautomatisierung Klasse C | Prozent [0 bis 100%] |  | 0% | [8 empty] | buildings with Building Automation BACS Class C | Percent [0 to 100%] |  | 0% | [8 empty] | buildings with Building Automation BACS Class C | Percent [0 to 100%] |  | 0% | [8 empty] | buildings with Building Automation BACS Class C | Percent [0 to 100%] |  | 0%
2410 | BA26_NR_Education_K12_university | b_bab_sh_nr_le | buildings with Building Automation BACS Class B | Percent [0 to 100%] |  |  |  |  | 0% | 0% | 0% | 0% | 0% | [5 empty] | 1 | 1 | 1 | 1 | 1 | 1 | buildings with Building Automation BACS Class B | Percent [0 to 100%] |  | 0% | [8 empty] | buildings with Building Automation BACS Class B | Percent [0 to 100%] |  | 0% | [9 empty] | Gebäude mit Gebäudeautomatisierung Klasse B | Prozent [0 bis 100%] |  | 0% | [8 empty] | buildings with Building Automation BACS Class B | Percent [0 to 100%] |  | 0% | [8 empty] | buildings with Building Automation BACS Class B | Percent [0 to 100%] |  | 0% | [8 empty] | buildings with Building Automation BACS Class B | Percent [0 to 100%] |  | 0%
2411 | BA26_NR_Education_K12_university | b_baa_sh_nr_le | buildings with Building Automation BACS Class A | Percent [0 to 100%] |  |  |  |  | 0% | 0% | 0% | 0% | 0% | [5 empty] | 1 | 1 | 1 | 1 | 1 | 1 | buildings with Building Automation BACS Class A | Percent [0 to 100%] |  | 0% | [8 empty] | buildings with Building Automation BACS Class A | Percent [0 to 100%] |  | 0% | [9 empty] | Gebäude mit Gebäudeautomatisierung Klasse A | Prozent [0 bis 100%] |  | 0% | [8 empty] | buildings with Building Automation BACS Class A | Percent [0 to 100%] |  | 0% | [8 empty] | buildings with Building Automation BACS Class A | Percent [0 to 100%] |  | 0% | [8 empty] | buildings with Building Automation BACS Class A | Percent [0 to 100%] |  | 0%
2412 | BA26_NR_Education_K12_university | b_rac_sh_nr_le | buildings with Room Automation HVAC | Percent [0 to 100%] |  |  |  |  | 0% | 0% | 0% | 0% | 0% | [5 empty] | 1 | 1 | 1 | 1 | 1 | 1 | buildings with Room Automation HVAC | Percent [0 to 100%] |  | 0% | [8 empty] | buildings with Room Automation HVAC | Percent [0 to 100%] |  | 0% | [9 empty] | Gebäude mit Raumautomatisierung Heizung/Lüftung/Klima | Prozent [0 bis 100%] |  | 0% | [8 empty] | buildings with Room Automation HVAC | Percent [0 to 100%] |  | 0% | [8 empty] | buildings with Room Automation HVAC | Percent [0 to 100%] |  | 0% | [8 empty] | buildings with Room Automation HVAC | Percent [0 to 100%] |  | 0%
2413 | BA26_NR_Education_K12_university | b_rab_sh_nr_le | buildings with Room Automation HVAC + lighting | Percent [0 to 100%] |  |  |  |  | 0% | 0% | 0% | 0% | 0% | [5 empty] | 1 | 1 | 1 | 1 | 1 | 1 | buildings with Room Automation HVAC + lighting | Percent [0 to 100%] |  | 0% | [8 empty] | buildings with Room Automation HVAC + lighting | Percent [0 to 100%] |  | 0% | [9 empty] | Gebäude mit Raumautomatisierung Heizung/Lüftung/Klima/Beleuchtung | Prozent [0 bis 100%] |  | 0% | [8 empty] | buildings with Room Automation HVAC + lighting | Percent [0 to 100%] |  | 0% | [8 empty] | buildings with Room Automation HVAC + lighting | Percent [0 to 100%] |  | 0% | [8 empty] | buildings with Room Automation HVAC + lighting | Percent [0 to 100%] |  | 0%
2414 | BA26_NR_Education_K12_university | b_raa_sh_nr_le | buildings with Building Automation HVAC + lighting + blinds | Percent [0 to 100%] |  |  |  |  | 0% | 0% | 0% | 0% | 0% | [5 empty] | 1 | 1 | 1 | 1 | 1 | 1 | buildings with Building Automation HVAC + lighting + blinds | Percent [0 to 100%] |  | 0% | [8 empty] | buildings with Building Automation HVAC + lighting + blinds | Percent [0 to 100%] |  | 0% | [9 empty] | Gebäude mit Raumautomatisierung Heizung/Lüftung/Klima/Beleuchtung/Verschattung | Prozent [0 bis 100%] |  | 0% | [8 empty] | buildings with Building Automation HVAC + lighting + blinds | Percent [0 to 100%] |  | 0% | [8 empty] | buildings with Building Automation HVAC + lighting + blinds | Percent [0 to 100%] |  | 0% | [8 empty] | buildings with Building Automation HVAC + lighting + blinds | Percent [0 to 100%] |  | 0%
2415
2416
2417
2418
2419
2420
2421
2422
2423
2424
2425
2426
2427
2428
2429
2430
2431
2432
2433
2434
2435
2436
2437
2438
2439
2440
2441
2442
2443
2444
2445
2446
2447
2448
2449
2450
2451
2452
2453
2454
2455
2456
2457
2458
2459
2460
2461
2462
2463
2464
2465
2466
2467
2468
2469
2470
2471
2472
2473
2474
2475
2476
2477
2478
2479
2480
2481
2482
2483
2484
2485
2486
2487
2488
2489
2490
2491
2492
2493
2494
2495
2496
2497
2498
2499
2500
No transfer to summary below this line
Note on K21: Same as initial baseline data, if there is no forcast of today available in the source.
Note on AE21: Same as initial baseline data, if there is no forcast of today available in the source.
Note on BS21: Same as initial baseline data, if there is no forcast of today available in the source.
Note on CF21: Same as initial baseline data, if there is no forcast of today available in the source.
Note on CS21: Same as initial baseline data, if there is no forcast of today available in the source.

## 6.7_Input Hotels, Hospitality
2501 | Project | Project: | Master | [15 empty] | Conversion factors | [5 empty] | US Template | [11 empty] | International English Template | [12 empty] | German Template | [11 empty] | Chinese Template | [11 empty] | Spanish Template | [11 empty] | French Template
2502 |  | City Data: | CYPT | [21 empty] | CYPT | [11 empty] | CYPT | [12 empty] | CYPT | [11 empty] | CYPT | [11 empty] | CYPT | [11 empty] | CYPT
2503 | Legend: |  | Helsinki | [21 empty] | <Input for city name> | [11 empty] | Helsinki | [12 empty] | Helsinki | [11 empty] | Helsinki | [11 empty] | Helsinki | [11 empty] | Helsinki
2504
2505 |  |  | Overview current sheet | [21 empty] | Overview current sheet | [11 empty] | Overview current sheet | [12 empty] | Überblick der Seite | [11 empty] | Overview current sheet | [11 empty] | Overview current sheet | [11 empty] | Overview current sheet
2506 |  |  | shall be reported | [21 empty] | shall be reported | [11 empty] | shall be reported | [12 empty] | Eingabe erfürderlich | [11 empty] | shall be reported | [11 empty] | shall be reported | [11 empty] | shall be reported
2507 |  |  | Alternative if necessary value not available, orange becomes necessary | [21 empty] | Alternative if necessary value not available, orange becomes necessary | [11 empty] | Alternative if necessary value not available, orange becomes necessary | [12 empty] | Alternative Eingabemöglichkeit für vorangegangene Parameter | [11 empty] | Alternative if necessary value not available, orange becomes necessary | [11 empty] | Alternative if necessary value not available, orange becomes necessary | [11 empty] | Alternative if necessary value not available, orange becomes necessary
2508 |  |  | if available, business as usual (according to ongoing activities and action plans in place): if no data forecasts available we take the baseline data for the following years as well | [21 empty] | if available, business as usual (according to ongoing activities and action plans in place): if no data forecasts available we take the baseline data for the following years as well | [11 empty] | if available, business as usual (according to ongoing activities and action plans in place): if no data forecasts available we take the baseline data for the following years as well | [12 empty] | falls verfügbar aus vorhandener Planung, falls keine Daten vorhanden sind, werden die Daten aus dem Basisjahr genommen und ggf. entsprechend des Bedarfs skaliert | [11 empty] | if available, business as usual (according to ongoing activities and action plans in place): if no data forecasts available we take the baseline data for the following years as well | [11 empty] | if available, business as usual (according to ongoing activities and action plans in place): if no data forecasts available we take the baseline data for the following years as well | [11 empty] | if available, business as usual (according to ongoing activities and action plans in place): if no data forecasts available we take the baseline data for the following years as well
2509 |  |  | Automatically interpolated to year today. Can be overwritten (in this case use red letters) | [21 empty] | Automatically interpolated to year today. Can be overwritten (in this case use red letters) | [11 empty] | Automatically interpolated to year today. Can be overwritten (in this case use red letters) | [12 empty] | Automatische Interpolation des aktuellen Jahre, basierend aus Basisjahr und fürtschreibung 2020. Kann überschrieben werden, falls daten vorhanden sind (in diesem Fall Schrift rot verwenden) | [11 empty] | Automatically interpolated to year today. Can be overwritten (in this case use red letters) | [11 empty] | Automatically interpolated to year today. Can be overwritten (in this case use red letters) | [11 empty] | Automatically interpolated to year today. Can be overwritten (in this case use red letters)
2510 |  |  | nice to have Helsinki specific factor otherwise we adapt standard data or other studies | [21 empty] | nice to have <Input for city name> specific factor otherwise we adapt standard data or other studies | [11 empty] | nice to have Helsinki specific factor otherwise we adapt standard data or other studies | [12 empty] | Daten spezifisch für Helsinki wären gut, ansonsten werden Standarddaten, oder andere Studien herangezogen | [11 empty] | nice to have Helsinki specific factor otherwise we adapt standard data or other studies | [11 empty] | nice to have Helsinki specific factor otherwise we adapt standard data or other studies | [11 empty] | nice to have Helsinki specific factor otherwise we adapt standard data or other studies
2511 |  |  | First data delivery | Date | [20 empty] | First data delivery | Date | [10 empty] | First data delivery | Date | [11 empty] | 1. Datenerhebung | Date | [10 empty] | First data delivery | Date | [10 empty] | First data delivery | Date | [10 empty] | First data delivery | Date
2512 |  |  | First update | Date | [20 empty] | First update | Date | [10 empty] | First update | Date | [11 empty] | 1. Datenaktualisierung | Date | [10 empty] | First update | Date | [10 empty] | First update | Date | [10 empty] | First update | Date
2513 |  |  | Second update | Date | [20 empty] | Second update | Date | [10 empty] | Second update | Date | [11 empty] | 2. Datenaktualisierung | Date | [10 empty] | Second update | Date | [10 empty] | Second update | Date | [10 empty] | Second update | Date
2514 |  |  | Third update | Date | [20 empty] | Third update | Date | [10 empty] | Third update | Date | [11 empty] | 3. Datenaktualisierung | Date | [10 empty] | Third update | Date | [10 empty] | Third update | Date | [10 empty] | Third update | Date
2515 | Data Overview: |  | Fourth update | Date | [20 empty] | Fourth update | Date | [10 empty] | Fourth update | Date | [11 empty] | 4. Datenaktualisierung | Date | [10 empty] | Fourth update | Date | [10 empty] | Fourth update | Date | [10 empty] | Fourth update | Date
2516 |  | Energy demand (electricity and heat) | Data overview | [21 empty] | Data Overview: | [11 empty] | Data Overview: | [12 empty] | Data Overview: | [11 empty] | Data Overview: | [11 empty] | Data Overview: | [11 empty] | Data Overview:
2517 |  | Thermal losses | Energy demand (electricity and heat) | [21 empty] | Energy demand (electricity and heat) | [11 empty] | Energy demand (electricity and heat) | [12 empty] | Energy demand (electricity and heat) | [11 empty] | Energy demand (electricity and heat) | [11 empty] | Energy demand (electricity and heat) | [11 empty] | Energy demand (electricity and heat)
2518 |  | Annual efficiency improvements BAU | Thermal losses | [21 empty] | Thermal losses | [11 empty] | Thermal losses | [12 empty] | Thermal losses | [11 empty] | Thermal losses | [11 empty] | Thermal losses | [11 empty] | Thermal losses
2519 | Lever Overview |  | Annual efficiency improvements BAU | [21 empty] | Annual efficiency improvements BAU | [11 empty] | Annual efficiency improvements BAU | [12 empty] | Annual efficiency improvements BAU | [11 empty] | Annual efficiency improvements BAU | [11 empty] | Annual efficiency improvements BAU | [11 empty] | Annual efficiency improvements BAU
2520 | Parameter sets | Parameter | [6 empty] | Data | Forecast Data |  |  |  | Data Specifications: please specify source of data and additional information regarding data quality | [12 empty] | Data | Forecast Data |  |  |  | Data Specifications: please specify source of data and additional information regarding data quality | [6 empty] | Data | Forecast Data |  |  |  |  | Data Specifications: please specify source of data and additional information regarding data quality | [6 empty] | Daten | Forecast Data |  |  |  | Daten Spezifikation: Quellen durchnummieren, links und Angaben zur Daten Qualität etc. | [6 empty] | Data | Forecast Data |  |  |  | Data Specifications: please specify source of data and additional information regarding data quality | [6 empty] | Data | Forecast Data |  |  |  | Data Specifications: please specify source of data and additional information regarding data quality | [6 empty] | Data | Forecast Data |  |  |  | Data Specifications: please specify source of data and additional information regarding data quality
2521 |  |  | Parameter unit of measure and description | unit of measure | left empty intentionally | left empty intentionally | left empty intentionally | left empty intentionally | Baseline | Today | 2020 | 2025 | 2050 | Reference/Source | Year of baseline data | Type of baseline data | Quality of data | Comments & limitations | conversion | conversion factor (International English to Master) | conversion factor (German to Master) | conversion factor (Chinese to Master) | conversion factor (Spanish to Master) | conversion factor (French to Master) | Parameter unit of measure and description | unit of measure | Baseline | Today | 2020 | 2025 | 2050 | Reference/Source | Year of baseline data | Type of baseline data | Quality of data | Comments & limitations | Parameter unit of measure and description | unit of measure | Baseline | Today | 2020 | 2025 | 2030 | 2050 | Reference/Source | Year of baseline data | Type of baseline data | Quality of data | Comments & limitations | Parameter | Einheit | Datenbasis | Heute | 2020 | 2025 | 2050 | Quelle | Jahr aus dem die Basisdaten sind | Art der Basisdaten | Qualität | Kommentare oder Einschränkungen z.B. Gültigkeit der Daten | Parameter unit of measure and description | unit of measure | Baseline | Today | 2020 | 2025 | 2050 | Reference/Source | Year of baseline data | Type of baseline data | Quality of data | Comments & limitations | Parameter unit of measure and description | unit of measure | Baseline | Today | 2020 | 2025 | 2050 | Reference/Source | Year of baseline data | Type of baseline data | Quality of data | Comments & limitations | Parameter unit of measure and description | unit of measure | Baseline | Today | 2020 | 2025 | 2050 | Reference/Source | Year of baseline data | Type of baseline data | Quality of data | Comments & limitations
2522 | [15 empty] | Average, City | Statistics | [16 empty] | Average, City | Statistics | [11 empty] | Average, City | Statistics | [10 empty] | Stadtmittelwert | Statistik | [10 empty] | Average, City | Statistics | [10 empty] | Average, City | Statistics | [10 empty] | Average, City | Statistics
2523 | [15 empty] | Example, city | Extrapolated | [16 empty] | Example, city | Extrapolated | [11 empty] | Example, city | Extrapolated | [10 empty] | Beispielfall, Stadt | Extrapoliert | [10 empty] | Example, city | Extrapolated | [10 empty] | Example, city | Extrapolated | [10 empty] | Example, city | Extrapolated
2524 | [15 empty] | Average, city close by | Calculated from statistics | [16 empty] | Average, city close by | Calculated from statistics | [11 empty] | Average, city close by | Calculated from statistics | [10 empty] | Mittelwert, Stadt in Region | Berechnet aus statistischen Werten | [10 empty] | Average, city close by | Calculated from statistics | [10 empty] | Average, city close by | Calculated from statistics | [10 empty] | Average, city close by | Calculated from statistics
2525 | [15 empty] | Examle, city close by | Calculated from stat. inc. assumptions | [16 empty] | Examle, city close by | Calculated from stat. inc. assumptions | [11 empty] | Examle, city close by | Calculated from stat. inc. assumptions | [10 empty] | Beispielfall, Stadt in Region | Berechnet aus stat. Werten unter Annahmen | [10 empty] | Examle, city close by | Calculated from stat. inc. assumptions | [10 empty] | Examle, city close by | Calculated from stat. inc. assumptions | [10 empty] | Examle, city close by | Calculated from stat. inc. assumptions
2526 | [15 empty] | Average, national | [17 empty] | Average, national | [12 empty] | Average, national | [11 empty] | Durchschnitt, national | [11 empty] | Average, national | [11 empty] | Average, national | [11 empty] | Average, national
2527 | [15 empty] | Example, country | [17 empty] | Example, country | [12 empty] | Example, country | [11 empty] | Beispiel, national | [11 empty] | Example, country | [11 empty] | Example, country | [11 empty] | Example, country
2528
2529
2530 | Electricity demand and efficiency increase |  | Electricity demand and efficiency increase | [21 empty] | Electricity demand and efficiency increase | [11 empty] | Electricity demand and efficiency increase | [12 empty] | Elektrizitätsbedarf und Effizienzsteigerung | [11 empty] | Electricity demand and efficiency increase | [11 empty] | Electricity demand and efficiency increase | [11 empty] | Electricity demand and efficiency increase
2531 | BA27_NR_Hotels, Hospitality and Leisure | b_de_el_bl_nr_he | Total electricity demand in baseline | Kilowatt hours per square square meter [kWh/m²*a] |  |  |  |  | 0 | 0 | 0 | 0 | 0 | [5 empty] | 3.1546 | 1 | 1 | 1 | 1 | 1 | Total electricity demand in baseline | Kilowatt hours per square square meter [kWh/m²*a] |  | 0 | [8 empty] | Total electricity demand in baseline | Kilowatt hours per square square meter [kWh/m²*a] |  | 0 | [9 empty] | Gesamt Elektrizitäts bedarf | Kilowatt stunden pro Quadratmeter pro Jahr (kWh/m2*a) |  | 0 | [8 empty] | Total electricity demand in baseline | Kilowatt hours per square square meter [kWh/m²*a] |  | 0 | [8 empty] | Total electricity demand in baseline | Kilowatt hours per square square meter [kWh/m²*a] |  | 0 | [8 empty] | Total electricity demand in baseline | Kilowatt hours per square square meter [kWh/m²*a] |  | 0
2532 |  |  | Share of electricity demand in baseline for | [21 empty] | Share of electricity demand in baseline for |  | 0% | 0% | 0% | 0% | 0% | [5 empty] | Share of electricity demand in baseline for |  | 0% | 0% | 0% | 0% |  | 0% | [5 empty] | Anteil Elektrizitäts bedarf für |  | 0% | 0% | 0% | 0% | 0% | [5 empty] | Share of electricity demand in baseline for |  | 0% | 0% | 0% | 0% | 0% | [5 empty] | Share of electricity demand in baseline for |  | 0% | 0% | 0% | 0% | 0% | [5 empty] | Share of electricity demand in baseline for |  | 0% | 0% | 0% | 0% | 0%
2533 | BA27_NR_Hotels, Hospitality and Leisure | b_de_el_li_bl_sh_nr_he | Lighting | Percent [0 to 100%] |  |  |  |  | 0% | 0% | 0% | 0% | 0% | [5 empty] | 1 | 1 | 1 | 1 | 1 | 1 | Lighting | Percent [0 to 100%] |  | 0% | [8 empty] | Lighting | Percent [0 to 100%] |  | 0% | [9 empty] | Beleuchtung | Prozent [0 bis 100%] |  | 0% | [8 empty] | Lighting | Percent [0 to 100%] |  | 0% | [8 empty] | Lighting | Percent [0 to 100%] |  | 0% | [8 empty] | Lighting | Percent [0 to 100%] |  | 0%
2534 | BA27_NR_Hotels, Hospitality and Leisure | b_de_el_ap_bl_sh_nr_he | Appliances | Percent [0 to 100%] |  |  |  |  | 0% | 0% | 0% | 0% | 0% | [5 empty] | 1 | 1 | 1 | 1 | 1 | 1 | Appliances | Percent [0 to 100%] |  | 0% | [8 empty] | Appliances | Percent [0 to 100%] |  | 0% | [9 empty] | Geräte/Techniks | Prozent [0 bis 100%] |  | 0% | [8 empty] | Appliances | Percent [0 to 100%] |  | 0% | [8 empty] | Appliances | Percent [0 to 100%] |  | 0% | [8 empty] | Appliances | Percent [0 to 100%] |  | 0%
2535 | BA27_NR_Hotels, Hospitality and Leisure | b_de_el_ve_bl_sh_nr_he | Ventilation | Percent [0 to 100%] |  |  |  |  | 0% | 0% | 0% | 0% | 0% | [5 empty] | 1 | 1 | 1 | 1 | 1 | 1 | Ventilation | Percent [0 to 100%] |  | 0% | [8 empty] | Ventilation | Percent [0 to 100%] |  | 0% | [9 empty] | Lüftung | Prozent [0 bis 100%] |  | 0% | [8 empty] | Ventilation | Percent [0 to 100%] |  | 0% | [8 empty] | Ventilation | Percent [0 to 100%] |  | 0% | [8 empty] | Ventilation | Percent [0 to 100%] |  | 0%
2536 | BA27_NR_Hotels, Hospitality and Leisure | b_de_el_ot_bl_sh_nr_he | Other | Percent [0 to 100%] |  |  |  |  | 0% | 0% | 0% | 0% | 0% | [5 empty] | 1 | 1 | 1 | 1 | 1 | 1 | Other | Percent [0 to 100%] |  | 0% | [8 empty] | Other | Percent [0 to 100%] |  | 0% | [9 empty] | "Andere" | Prozent [0 bis 100%] |  | 0% | [8 empty] | Other | Percent [0 to 100%] |  | 0% | [8 empty] | Other | Percent [0 to 100%] |  | 0% | [8 empty] | Other | Percent [0 to 100%] |  | 0%
2537 |  |  | BAU annual efficiency increase decreasing electricity demand for | [21 empty] | BAU annual efficiency increase decreasing electricity demand for | [11 empty] | BAU annual efficiency increase decreasing electricity demand for | [12 empty] | Jährliche Effizienzverbesserung /verschlechtungen [-100 to 100%], des Elektrizitätsbedarf für | [11 empty] | BAU annual efficiency increase decreasing electricity demand for | [11 empty] | BAU annual efficiency increase decreasing electricity demand for | [11 empty] | BAU annual efficiency increase decreasing electricity demand for
2538 | BA10_Residentials | b_li_ei_nr_he | Lighting /Lamp stock | Percent [-100 to 100%] | 3 | Excel |  |  | 0% | 0% | 0% | 0% | 0% | [5 empty] | 1 | 1 | 1 | 1 | 1 | 1 | Lighting /Lamp stock | Percent [-100 to 100%] |  | 0% | [8 empty] | Lighting /Lamp stock | Percent [-100 to 100%] |  | 0% | [9 empty] | Beleuchtung | Prozent [-100 bis 100%] |  | 0% | [8 empty] | Lighting /Lamp stock | Percent [-100 to 100%] |  | 0% | [8 empty] | Lighting /Lamp stock | Percent [-100 to 100%] |  | 0% | [8 empty] | Lighting /Lamp stock | Percent [-100 to 100%] |  | 0%
2539 | BA27_NR_Hotels, Hospitality and Leisure | b_de_el_ap_ei_nr_he | Appliances | Percent [-100 to 100%] |  |  |  |  | 0% | 0% | 0% | 0% | 0% | [5 empty] | 1 | 1 | 1 | 1 | 1 | 1 | Appliances | Percent [-100 to 100%] |  | 0% | [8 empty] | Appliances | Percent [-100 to 100%] |  | 0% | [9 empty] | Geräte/Technik | Prozent [-100 bis 100%] |  | 0% | [8 empty] | Appliances | Percent [-100 to 100%] |  | 0% | [8 empty] | Appliances | Percent [-100 to 100%] |  | 0% | [8 empty] | Appliances | Percent [-100 to 100%] |  | 0%
2540 | BA27_NR_Hotels, Hospitality and Leisure | b_de_el_ve_ei_nr_he | Ventilation | Percent [-100 to 100%] |  |  |  |  | 0% | 0% | 0% | 0% | 0% | [5 empty] | 1 | 1 | 1 | 1 | 1 | 1 | Ventilation | Percent [-100 to 100%] |  | 0% | [8 empty] | Ventilation | Percent [-100 to 100%] |  | 0% | [9 empty] | Lüftung | Prozent [-100 bis 100%] |  | 0% | [8 empty] | Ventilation | Percent [-100 to 100%] |  | 0% | [8 empty] | Ventilation | Percent [-100 to 100%] |  | 0% | [8 empty] | Ventilation | Percent [-100 to 100%] |  | 0%
2541 | BA27_NR_Hotels, Hospitality and Leisure | b_de_el_ot_ei_nr_he | Other | Percent [-100 to 100%] |  |  |  |  | 0% | 0% | 0% | 0% | 0% | [5 empty] | 1 | 1 | 1 | 1 | 1 | 1 | Other | Percent [-100 to 100%] |  | 0% | [8 empty] | Other | Percent [-100 to 100%] |  | 0% | [9 empty] | Andere | Prozent [-100 bis 100%] |  | 0% | [8 empty] | Other | Percent [-100 to 100%] |  | 0% | [8 empty] | Other | Percent [-100 to 100%] |  | 0% | [8 empty] | Other | Percent [-100 to 100%] |  | 0%
2542
2543 | Cooling demand and efficiency increase |  | Cooling demand and efficiency increase | [21 empty] | Cooling demand and efficiency increase | [11 empty] | Cooling demand and efficiency increase | [12 empty] | Kältebedarf und Effizienzsteigerung | [11 empty] | Cooling demand and efficiency increase | [11 empty] | Cooling demand and efficiency increase | [11 empty] | Cooling demand and efficiency increase
2544 | BA27_NR_Hotels, Hospitality and Leisure | b_de_co_bl_nr_he | Total cooling demand in baseline | Kilowatt hours per square square meter [kWh/m²*a] |  |  |  |  | 0 | 0 | 0 | 0 | 0 | [5 empty] | 3.1546 | 1 | 1 | 1 | 1 | 1 | Total cooling demand in baseline | Kilowatt hours per square square meter [kWh/m²*a] |  | 0 | [8 empty] | Total cooling demand in baseline | Kilowatt hours per square square meter [kWh/m²*a] |  | 0 | [9 empty] | Gesamt Kältebedarf | Kilowatt stunden pro Quadratmeter pro Jahr (kWh/m2*a) |  | 0 | [8 empty] | Total cooling demand in baseline | Kilowatt hours per square square meter [kWh/m²*a] |  | 0 | [8 empty] | Total cooling demand in baseline | Kilowatt hours per square square meter [kWh/m²*a] |  | 0 | [8 empty] | Total cooling demand in baseline | Kilowatt hours per square square meter [kWh/m²*a] |  | 0
2545 |  |  | Share of cooling demand in baseline due to | [21 empty] | Share of cooling demand in baseline due to |  | 0% | 0% | 0% | 0% | 0% | [5 empty] | Share of cooling demand in baseline due to |  | 0% | 0% | 0% | 0% |  | 0% | [5 empty] | Anteil Kältebedarf für |  | 0% | 0% | 0% | 0% | 0% | [5 empty] | Share of cooling demand in baseline due to |  | 0% | 0% | 0% | 0% | 0% | [5 empty] | Share of cooling demand in baseline due to |  | 0% | 0% | 0% | 0% | 0% | [5 empty] | Share of cooling demand in baseline due to |  | 0% | 0% | 0% | 0% | 0%
2546 | BA27_NR_Hotels, Hospitality and Leisure | b_de_co_le_bl_sh_nr_he | Infiltration | Percent [0 to 100%] |  |  |  |  | 0% | 0% | 0% | 0% | 0% | [5 empty] | 1 | 1 | 1 | 1 | 1 | 1 | Infiltration | Percent [0 to 100%] |  | 0% | [8 empty] | Infiltration | Percent [0 to 100%] |  | 0% | [9 empty] | Infiltration | Prozent [0 bis 100%] |  | 0% | [8 empty] | Infiltration | Percent [0 to 100%] |  | 0% | [8 empty] | Infiltration | Percent [0 to 100%] |  | 0% | [8 empty] | Infiltration | Percent [0 to 100%] |  | 0%
2547 | BA27_NR_Hotels, Hospitality and Leisure | b_de_co_ve_bl_sh_nr_he | Ventilation | Percent [0 to 100%] |  |  |  |  | 0% | 0% | 0% | 0% | 0% | [5 empty] | 1 | 1 | 1 | 1 | 1 | 1 | Ventilation | Percent [0 to 100%] |  | 0% | [8 empty] | Ventilation | Percent [0 to 100%] |  | 0% | [9 empty] | Lüftung | Prozent [0 bis 100%] |  | 0% | [8 empty] | Ventilation | Percent [0 to 100%] |  | 0% | [8 empty] | Ventilation | Percent [0 to 100%] |  | 0% | [8 empty] | Ventilation | Percent [0 to 100%] |  | 0%
2548 | BA27_NR_Hotels, Hospitality and Leisure | b_de_co_wa_bl_sh_nr_he | Losses through walls through transmission | Percent [0 to 100%] |  |  |  |  | 0% | 0% | 0% | 0% | 0% | [5 empty] | 1 | 1 | 1 | 1 | 1 | 1 | Losses through walls through transmission | Percent [0 to 100%] |  | 0% | [8 empty] | Losses through walls through transmission | Percent [0 to 100%] |  | 0% | [9 empty] | Verluste durch Wanddurchgang (transmission) | Prozent [0 bis 100%] |  | 0% | [8 empty] | Losses through walls through transmission | Percent [0 to 100%] |  | 0% | [8 empty] | Losses through walls through transmission | Percent [0 to 100%] |  | 0% | [8 empty] | Losses through walls through transmission | Percent [0 to 100%] |  | 0%
2549 | BA27_NR_Hotels, Hospitality and Leisure | b_de_co_wi_sr_bl_sh_nr_he | Heat input by solar radiation through windows | Percent [0 to 100%] |  |  |  |  | 0% | 0% | 0% | 0% | 0% | [5 empty] | 1 | 1 | 1 | 1 | 1 | 1 | Heat input by solar radiation through windows | Percent [0 to 100%] |  | 0% | [8 empty] | Heat input by solar radiation through windows | Percent [0 to 100%] |  | 0% | [9 empty] | Wärmeeintrag durch Fenster (solar radiation) | Prozent [0 bis 100%] |  | 0% | [8 empty] | Heat input by solar radiation through windows | Percent [0 to 100%] |  | 0% | [8 empty] | Heat input by solar radiation through windows | Percent [0 to 100%] |  | 0% | [8 empty] | Heat input by solar radiation through windows | Percent [0 to 100%] |  | 0%
2550 | BA27_NR_Hotels, Hospitality and Leisure | b_de_co_wi_tr_bl_sh_nr_he | Losses through windows through transmission | Percent [0 to 100%] |  |  |  |  | 0% | 0% | 0% | 0% | 0% | [5 empty] | 1 | 1 | 1 | 1 | 1 | 1 | Losses through windows through transmission | Percent [0 to 100%] |  | 0% | [8 empty] | Losses through windows through transmission | Percent [0 to 100%] |  | 0% | [9 empty] | Verluste durch Fensterdurchgang (transmission) | Prozent [0 bis 100%] |  | 0% | [8 empty] | Losses through windows through transmission | Percent [0 to 100%] |  | 0% | [8 empty] | Losses through windows through transmission | Percent [0 to 100%] |  | 0% | [8 empty] | Losses through windows through transmission | Percent [0 to 100%] |  | 0%
2551 | BA27_NR_Hotels, Hospitality and Leisure | b_de_co_ot_bl_sh_nr_he | Other effects (e.g. people, electrical Appliances) | Percent [0 to 100%] |  |  |  |  | 0% | 0% | 0% | 0% | 0% | [5 empty] | 1 | 1 | 1 | 1 | 1 | 1 | Other effects (e.g. people, electrical Appliances) | Percent [0 to 100%] |  | 0% | [8 empty] | Other effects (e.g. people, electrical Appliances) | Percent [0 to 100%] |  | 0% | [9 empty] | Andere Effekts (e.g. Personen, Geräte/Technik) | Prozent [0 bis 100%] |  | 0% | [8 empty] | Other effects (e.g. people, electrical Appliances) | Percent [0 to 100%] |  | 0% | [8 empty] | Other effects (e.g. people, electrical Appliances) | Percent [0 to 100%] |  | 0% | [8 empty] | Other effects (e.g. people, electrical Appliances) | Percent [0 to 100%] |  | 0%
2552 |  |  | BAU annual efficiency increase, decreasing cooling demand due to losses through | [21 empty] | BAU annual efficiency increase, decreasing cooling demand due to losses through | [11 empty] | BAU annual efficiency increase, decreasing cooling demand due to losses through | [12 empty] | Jährliche Effizienzverbesserung/verschlechterung [-100 to 100%], des Kältebedarfs durch | [11 empty] | BAU annual efficiency increase, decreasing cooling demand due to losses through | [11 empty] | BAU annual efficiency increase, decreasing cooling demand due to losses through | [11 empty] | BAU annual efficiency increase, decreasing cooling demand due to losses through
2553 | BA27_NR_Hotels, Hospitality and Leisure | b_de_co_le_ei_nr_he | Infiltration | Percent [-100 to 100%] |  |  |  |  | 0% | 0% | 0% | 0% | 0% | [5 empty] | 1 | 1 | 1 | 1 | 1 | 1 | Infiltration | Percent [-100 to 100%] |  | 0% | [8 empty] | Infiltration | Percent [-100 to 100%] |  | 0% | [9 empty] | Verluste durch Infiltration | Prozent [-100 bis 100%] |  | 0% | [8 empty] | Infiltration | Percent [-100 to 100%] |  | 0% | [8 empty] | Infiltration | Percent [-100 to 100%] |  | 0% | [8 empty] | Infiltration | Percent [-100 to 100%] |  | 0%
2554 | BA27_NR_Hotels, Hospitality and Leisure | b_de_co_ve_ei_nr_he | Ventilation | Percent [-100 to 100%] |  |  |  |  | 0% | 0% | 0% | 0% | 0% | [5 empty] | 1 | 1 | 1 | 1 | 1 | 1 | Ventilation | Percent [-100 to 100%] |  | 0% | [8 empty] | Ventilation | Percent [-100 to 100%] |  | 0% | [9 empty] | Verluste durch Lüftung | Prozent [-100 bis 100%] |  | 0% | [8 empty] | Ventilation | Percent [-100 to 100%] |  | 0% | [8 empty] | Ventilation | Percent [-100 to 100%] |  | 0% | [8 empty] | Ventilation | Percent [-100 to 100%] |  | 0%
2555 | BA27_NR_Hotels, Hospitality and Leisure | b_de_co_ot_ei_nr_he | Other (e.g. electric appliances, people) | Percent [-100 to 100%] |  |  |  |  | 0% | 0% | 0% | 0% | 0% | [5 empty] | 1 | 1 | 1 | 1 | 1 | 1 | Other (e.g. electric appliances, people) | Percent [-100 to 100%] |  | 0% | [8 empty] | Other (e.g. electric appliances, people) | Percent [-100 to 100%] |  | 0% | [9 empty] | Andere Effekts (e.g. Personen, Geräte/Technik) | Prozent [-100 bis 100%] |  | 0% | [8 empty] | Other (e.g. electric appliances, people) | Percent [-100 to 100%] |  | 0% | [8 empty] | Other (e.g. electric appliances, people) | Percent [-100 to 100%] |  | 0% | [8 empty] | Other (e.g. electric appliances, people) | Percent [-100 to 100%] |  | 0%
2556
2557 | Heat demand including warm water and efficiency increase |  | Heat demand including warm water and efficiency increase | [21 empty] | Heat demand including warm water and efficiency increase | [11 empty] | Heat demand including warm water and efficiency increase | [12 empty] | Wärmebedarf inklusive Warmwasser und Effizienzsteigerung | [11 empty] | Heat demand including warm water and efficiency increase | [11 empty] | Heat demand including warm water and efficiency increase | [11 empty] | Heat demand including warm water and efficiency increase
2558 | BA27_NR_Hotels, Hospitality and Leisure | b_de_he_bl_nr_he | Total heat demand in baseline | Kilowatt hours per square square meter [kWh/m²*a] |  |  |  |  | 0 | 0 | 0 | 0 | 0 | [5 empty] | 3.1546 | 1 | 1 | 1 | 1 | 1 | Total heat demand in baseline | Kilowatt hours per square square meter [kWh/m²*a] |  | 0 | [8 empty] | Total heat demand in baseline | Kilowatt hours per square square meter [kWh/m²*a] |  | 0 | [9 empty] | Gesamt Wärmebedarf | Kilowatt stunden pro Quadratmeter pro Jahr (kWh/m2*a) |  | 0 | [8 empty] | Total heat demand in baseline | Kilowatt hours per square square meter [kWh/m²*a] |  | 0 | [8 empty] | Total heat demand in baseline | Kilowatt hours per square square meter [kWh/m²*a] |  | 0 | [8 empty] | Total heat demand in baseline | Kilowatt hours per square square meter [kWh/m²*a] |  | 0
2559 |  |  | Share of baseline heat demand due to losses through | [21 empty] | Share of baseline heat demand due to losses through |  | 0% | 0% | 0% | 0% | 0% | [5 empty] | Share of baseline heat demand due to losses through |  | 0% | 0% | 0% | 0% |  | 0% | [5 empty] | Anteil Wärmebedarf durch Verluste von |  | 0% | 0% | 0% | 0% | 0% | [5 empty] | Share of baseline heat demand due to losses through |  | 0% | 0% | 0% | 0% | 0% | [5 empty] | Share of baseline heat demand due to losses through |  | 0% | 0% | 0% | 0% | 0% | [5 empty] | Share of baseline heat demand due to losses through |  | 0% | 0% | 0% | 0% | 0%
2560 | BA27_NR_Hotels, Hospitality and Leisure | b_de_he_le_bl_sh_nr_he | Infiltration | Percent [0 to 100%] |  |  |  |  | 0% | 0% | 0% | 0% | 0% | [5 empty] | 1 | 1 | 1 | 1 | 1 | 1 | Infiltration | Percent [0 to 100%] |  | 0% | [8 empty] | Infiltration | Percent [0 to 100%] |  | 0% | [9 empty] | Infiltration | Prozent [0 bis 100%] |  | 0% | [8 empty] | Infiltration | Percent [0 to 100%] |  | 0% | [8 empty] | Infiltration | Percent [0 to 100%] |  | 0% | [8 empty] | Infiltration | Percent [0 to 100%] |  | 0%
2561 | BA27_NR_Hotels, Hospitality and Leisure | b_de_he_ve_bl_sh_nr_he | Ventilation | Percent [0 to 100%] |  |  |  |  | 0% | 0% | 0% | 0% | 0% | [5 empty] | 1 | 1 | 1 | 1 | 1 | 1 | Ventilation | Percent [0 to 100%] |  | 0% | [8 empty] | Ventilation | Percent [0 to 100%] |  | 0% | [9 empty] | Lüftung | Prozent [0 bis 100%] |  | 0% | [8 empty] | Ventilation | Percent [0 to 100%] |  | 0% | [8 empty] | Ventilation | Percent [0 to 100%] |  | 0% | [8 empty] | Ventilation | Percent [0 to 100%] |  | 0%
2562 | BA27_NR_Hotels, Hospitality and Leisure | b_de_he_wa_bl_sh_nr_he | Walls | Percent [0 to 100%] |  |  |  |  | 0% | 0% | 0% | 0% | 0% | [5 empty] | 1 | 1 | 1 | 1 | 1 | 1 | Walls | Percent [0 to 100%] |  | 0% | [8 empty] | Walls | Percent [0 to 100%] |  | 0% | [9 empty] | Wand | Prozent [0 bis 100%] |  | 0% | [8 empty] | Walls | Percent [0 to 100%] |  | 0% | [8 empty] | Walls | Percent [0 to 100%] |  | 0% | [8 empty] | Walls | Percent [0 to 100%] |  | 0%
2563 | BA27_NR_Hotels, Hospitality and Leisure | b_de_he_wi_bl_sh_nr_he | Windows | Percent [0 to 100%] |  |  |  |  | 0% | 0% | 0% | 0% | 0% | [5 empty] | 1 | 1 | 1 | 1 | 1 | 1 | Windows | Percent [0 to 100%] |  | 0% | [8 empty] | Windows | Percent [0 to 100%] |  | 0% | [9 empty] | Fenster | Prozent [0 bis 100%] |  | 0% | [8 empty] | Windows | Percent [0 to 100%] |  | 0% | [8 empty] | Windows | Percent [0 to 100%] |  | 0% | [8 empty] | Windows | Percent [0 to 100%] |  | 0%
2564 | BA27_NR_Hotels, Hospitality and Leisure | b_de_he_fl_bl_sh_nr_he | Floors | Percent [0 to 100%] |  |  |  |  | 0% | 0% | 0% | 0% | 0% | [5 empty] | 1 | 1 | 1 | 1 | 1 | 1 | Floors | Percent [0 to 100%] |  | 0% | [8 empty] | Floors | Percent [0 to 100%] |  | 0% | [9 empty] | Boden | Prozent [0 bis 100%] |  | 0% | [8 empty] | Floors | Percent [0 to 100%] |  | 0% | [8 empty] | Floors | Percent [0 to 100%] |  | 0% | [8 empty] | Floors | Percent [0 to 100%] |  | 0%
2565 | BA27_NR_Hotels, Hospitality and Leisure | b_de_he_ro_bl_sh_nr_he | Roofs | Percent [0 to 100%] |  |  |  |  | 0% | 0% | 0% | 0% | 0% | [5 empty] | 1 | 1 | 1 | 1 | 1 | 1 | Roofs | Percent [0 to 100%] |  | 0% | [8 empty] | Roofs | Percent [0 to 100%] |  | 0% | [9 empty] | Dach | Prozent [0 bis 100%] |  | 0% | [8 empty] | Roofs | Percent [0 to 100%] |  | 0% | [8 empty] | Roofs | Percent [0 to 100%] |  | 0% | [8 empty] | Roofs | Percent [0 to 100%] |  | 0%
2566 | BA27_NR_Hotels, Hospitality and Leisure | b_de_he_ot_bl_sh_nr_he | Other | Percent [0 to 100%] |  |  |  |  | 0% | 0% | 0% | 0% | 0% | [5 empty] | 1 | 1 | 1 | 1 | 1 | 1 | Other | Percent [0 to 100%] |  | 0% | [8 empty] | Other | Percent [0 to 100%] |  | 0% | [9 empty] | Andere | Prozent [0 bis 100%] |  | 0% | [8 empty] | Other | Percent [0 to 100%] |  | 0% | [8 empty] | Other | Percent [0 to 100%] |  | 0% | [8 empty] | Other | Percent [0 to 100%] |  | 0%
2567 | BA27_NR_Hotels, Hospitality and Leisure | b_de_he_ww_bl_sh_nr_he | Share of heat demand for warm water in baseline | Percent [0 to 100%] |  |  |  |  | 0% | 0% | 0% | 0% | 0% | [5 empty] | 1 | 1 | 1 | 1 | 1 | 1 | Share of heat demand for warm water in baseline | Percent [0 to 100%] |  | 0% | [8 empty] | Share of heat demand for warm water in baseline | Percent [0 to 100%] |  | 0% | [9 empty] | Anteil Wärmebedarf für Warmwasser | Prozent [0 bis 100%] |  | 0% | [8 empty] | Share of heat demand for warm water in baseline | Percent [0 to 100%] |  | 0% | [8 empty] | Share of heat demand for warm water in baseline | Percent [0 to 100%] |  | 0% | [8 empty] | Share of heat demand for warm water in baseline | Percent [0 to 100%] |  | 0%
2568 |  |  | BAU annual efficiency increase, decreasing thermal losses through | [21 empty] | BAU annual efficiency increase, decreasing thermal losses through | [11 empty] | BAU annual efficiency increase, decreasing thermal losses through | [12 empty] | Jährliche Effizienzverbesserung/verschlechterung [-100 to 100%], des Wärmebedarfs durch | [11 empty] | BAU annual efficiency increase, decreasing thermal losses through | [11 empty] | BAU annual efficiency increase, decreasing thermal losses through | [11 empty] | BAU annual efficiency increase, decreasing thermal losses through
2569 | BA27_NR_Hotels, Hospitality and Leisure | b_de_he_le_ei_nr_he | Infiltration | Percent [-100 to 100%] |  |  |  |  | 0% | 0% | 0% | 0% | 0% | [5 empty] | 1 | 1 | 1 | 1 | 1 | 1 | Infiltration | Percent [-100 to 100%] |  | 0% | [8 empty] | Infiltration | Percent [-100 to 100%] |  | 0% | [9 empty] | Infiltration | Prozent [-100 bis 100%] |  | 0% | [8 empty] | Infiltration | Percent [-100 to 100%] |  | 0% | [8 empty] | Infiltration | Percent [-100 to 100%] |  | 0% | [8 empty] | Infiltration | Percent [-100 to 100%] |  | 0%
2570 | BA27_NR_Hotels, Hospitality and Leisure | b_de_he_ve_ei_nr_he | Ventilation | Percent [-100 to 100%] |  |  |  |  | 0% | 0% | 0% | 0% | 0% | [5 empty] | 1 | 1 | 1 | 1 | 1 | 1 | Ventilation | Percent [-100 to 100%] |  | 0% | [8 empty] | Ventilation | Percent [-100 to 100%] |  | 0% | [9 empty] | Lüftung | Prozent [-100 bis 100%] |  | 0% | [8 empty] | Ventilation | Percent [-100 to 100%] |  | 0% | [8 empty] | Ventilation | Percent [-100 to 100%] |  | 0% | [8 empty] | Ventilation | Percent [-100 to 100%] |  | 0%
2571 | BA27_NR_Hotels, Hospitality and Leisure | b_de_he_fl_ei_nr_he | Floors | Percent [-100 to 100%] |  |  |  |  | 0% | 0% | 0% | 0% | 0% | [5 empty] | 1 | 1 | 1 | 1 | 1 | 1 | Floors | Percent [-100 to 100%] |  | 0% | [8 empty] | Floors | Percent [-100 to 100%] |  | 0% | [9 empty] | Boden | Prozent [-100 bis 100%] |  | 0% | [8 empty] | Floors | Percent [-100 to 100%] |  | 0% | [8 empty] | Floors | Percent [-100 to 100%] |  | 0% | [8 empty] | Floors | Percent [-100 to 100%] |  | 0%
2572 | BA27_NR_Hotels, Hospitality and Leisure | b_de_he_ro_ei_nr_he | Roofs | Percent [-100 to 100%] |  |  |  |  | 0% | 0% | 0% | 0% | 0% | [5 empty] | 1 | 1 | 1 | 1 | 1 | 1 | Roofs | Percent [-100 to 100%] |  | 0% | [8 empty] | Roofs | Percent [-100 to 100%] |  | 0% | [9 empty] | Dach | Prozent [-100 bis 100%] |  | 0% | [8 empty] | Roofs | Percent [-100 to 100%] |  | 0% | [8 empty] | Roofs | Percent [-100 to 100%] |  | 0% | [8 empty] | Roofs | Percent [-100 to 100%] |  | 0%
2573 | BA27_NR_Hotels, Hospitality and Leisure | b_de_he_ot_ei_nr_he | Other reasons | Percent [-100 to 100%] |  |  |  |  | 0% | 0% | 0% | 0% | 0% | [5 empty] | 1 | 1 | 1 | 1 | 1 | 1 | Other reasons | Percent [-100 to 100%] |  | 0% | [8 empty] | Other reasons | Percent [-100 to 100%] |  | 0% | [9 empty] | Andere | Prozent [-100 bis 100%] |  | 0% | [8 empty] | Other reasons | Percent [-100 to 100%] |  | 0% | [8 empty] | Other reasons | Percent [-100 to 100%] |  | 0% | [8 empty] | Other reasons | Percent [-100 to 100%] |  | 0%
2574 | BA27_NR_Hotels, Hospitality and Leisure | b_de_he_ww_ei_nr_he | BAU annual Efficiency increase, decreasing warm water demand | Percent [-100 to 100%] |  |  |  |  | 0% | 0% | 0% | 0% | 0% | [5 empty] | 1 | 1 | 1 | 1 | 1 | 1 | BAU annual Efficiency increase, decreasing warm water demand | Percent [-100 to 100%] |  | 0% | [8 empty] | BAU annual Efficiency increase, decreasing warm water demand | Percent [-100 to 100%] |  | 0% | [9 empty] | Jährliche Effizienzverbesserung/verschlechtung Warmwasserbedarf | Prozent [-100 bis 100%] |  | 0% | [8 empty] | BAU annual Efficiency increase, decreasing warm water demand | Percent [-100 to 100%] |  | 0% | [8 empty] | BAU annual Efficiency increase, decreasing warm water demand | Percent [-100 to 100%] |  | 0% | [8 empty] | BAU annual Efficiency increase, decreasing warm water demand | Percent [-100 to 100%] |  | 0%
2575
2576 | Lever specific parameter |  | Lever specific parameter | [21 empty] | Lever specific parameter | [11 empty] | Lever specific parameter | [12 empty] | Hebel spezifische Parameter | [11 empty] | Lever specific parameter | [11 empty] | Lever specific parameter | [11 empty] | Lever specific parameter
2577 | BA27_NR_Hotels, Hospitality and Leisure | b_ra_waa_nr_he | Ratio of wall area / effective area | Ratio [-] |  |  |  |  | 0 | 0 | 0 | 0 | 0 | [5 empty] | 1 | 1 | 1 | 1 | 1 | 1 | Ratio of wall area / effective area | Ratio [-] |  | 0 | [8 empty] | Ratio of wall area / effective area | Ratio [-] |  | 0 | [9 empty] | Verhältnis zwischen Wandfläche / effektive Fläche | Ratio [-] |  | 0 | [8 empty] | Ratio of wall area / effective area | Ratio [-] |  | 0 | [8 empty] | Ratio of wall area / effective area | Ratio [-] |  | 0 | [8 empty] | Ratio of wall area / effective area | Ratio [-] |  | 0
2578 | BA27_NR_Hotels, Hospitality and Leisure | b_ra_wwa_nr_he | Ratio of window/effective area | Ratio [-] |  |  |  |  | 0 | 0 | 0 | 0 | 0 | [5 empty] | 1 | 1 | 1 | 1 | 1 | 1 | Ratio of window/effective area | Ratio [-] |  | 0 | [8 empty] | Ratio of window/effective area | Ratio [-] |  | 0 | [9 empty] | Verhältnis zwischen Fenster/effektive Fläche | Ratio [-] |  | 0 | [8 empty] | Ratio of window/effective area | Ratio [-] |  | 0 | [8 empty] | Ratio of window/effective area | Ratio [-] |  | 0 | [8 empty] | Ratio of window/effective area | Ratio [-] |  | 0
2579 | BA27_NR_Hotels, Hospitality and Leisure | b_gl_uv_wi_bl_nr_he | U-value of windows in baseline (R=1/U) | U Value [Watts/square meter Kelvin] [W/m²*K] |  |  |  |  | 0 | 0 | 0 | 0 | 0 | [5 empty] | 5.6783 | 1 | 1 | 1 | 1 | 1 | U-value of windows in baseline (R=1/U) | Btu per square foot per degree Farenheit per hour [Btu/ft2*0F*h] |  | 0 | [8 empty] | U-value of windows in baseline (R=1/U) | U Value [Watts/square meter Kelvin] [W/m²*K] |  | 0 | [9 empty] | U-value Fenster (R=1/U) | U Value [Watts/square meter Kelvin] [W/m²*K] |  | 0 | [8 empty] | U-value of windows in baseline (R=1/U) | U Value [Watts/square meter Kelvin] [W/m²*K] |  | 0 | [8 empty] | U-value of windows in baseline (R=1/U) | U Value [Watts/square meter Kelvin] [W/m²*K] |  | 0 | [8 empty] | U-value of windows in baseline (R=1/U) | U Value [Watts/square meter Kelvin] [W/m²*K] |  | 0
2580 | BA27_NR_Hotels, Hospitality and Leisure | b_gl_gv_wi_bl_nr_he | Solar heat gain coefficient "G-Value" of windows in baseline | Percent [0 to 100%] |  |  |  |  | 0% | 0% | 0% | 0% | 0% | [5 empty] | 1 | 1 | 1 | 1 | 1 | 1 | Solar heat gain coefficient "G-Value" of windows in baseline | Percent [0 to 100%] |  | 0% | [8 empty] | Solar heat gain coefficient "G-Value" of windows in baseline | Percent [0 to 100%] |  | 0% | [9 empty] | Solar Wärmezuwachskoeffizient "G-Value" Fenster | Prozent [0 bis 100%] |  | 0% | [8 empty] | Solar heat gain coefficient "G-Value" of windows in baseline | Percent [0 to 100%] |  | 0% | [8 empty] | Solar heat gain coefficient "G-Value" of windows in baseline | Percent [0 to 100%] |  | 0% | [8 empty] | Solar heat gain coefficient "G-Value" of windows in baseline | Percent [0 to 100%] |  | 0%
2581 | BA27_NR_Hotels, Hospitality and Leisure | b_gl_gv_wi_ei_nr_he | BAU annual efficiency increase of G-value of windows | Percent [-100 to 100%] |  |  |  |  | 0% | 0% | 0% | 0% | 0% | [5 empty] | 1 | 1 | 1 | 1 | 1 | 1 | BAU annual efficiency increase of G-value of windows | Percent [-100 to 100%] |  | 0% | [8 empty] | BAU annual efficiency increase of G-value of windows | Percent [-100 to 100%] |  | 0% | [9 empty] | Jährliche Effizienzsteigerung G-value Fenster | Prozent [-100 bis 100%] |  | 0% | [8 empty] | BAU annual efficiency increase of G-value of windows | Percent [-100 to 100%] |  | 0% | [8 empty] | BAU annual efficiency increase of G-value of windows | Percent [-100 to 100%] |  | 0% | [8 empty] | BAU annual efficiency increase of G-value of windows | Percent [-100 to 100%] |  | 0%
2582 | BA27_NR_Hotels, Hospitality and Leisure | b_gl_uv_wi_ei_nr_he | BAU annual efficiency increase of U-value of windows | Percent [-100 to 100%] |  |  |  |  | 0% | 0% | 0% | 0% | 0% | [5 empty] | 1 | 1 | 1 | 1 | 1 | 1 | BAU annual efficiency increase of U-value of windows | Percent [-100 to 100%] |  | 0% | [8 empty] | BAU annual efficiency increase of U-value of windows | Percent [-100 to 100%] |  | 0% | [9 empty] | Jährliche Effizienzsteigerung U-value Fenster | Prozent [-100 bis 100%] |  | 0% | [8 empty] | BAU annual efficiency increase of U-value of windows | Percent [-100 to 100%] |  | 0% | [8 empty] | BAU annual efficiency increase of U-value of windows | Percent [-100 to 100%] |  | 0% | [8 empty] | BAU annual efficiency increase of U-value of windows | Percent [-100 to 100%] |  | 0%
2583 | BA27_NR_Hotels, Hospitality and Leisure | b_wi_uv_wa_bl_nr_he | U-value of building walls in baseline (R=1/U) | U Value [Watts/square meter Kelvin] [W/m²*K] |  |  |  |  | 0 | 0 | 0 | 0 | 0 | [5 empty] | 5.6783 | 1 | 1 | 1 | 1 | 1 | U-value of building walls in baseline (R=1/U) | Btu per square foot per degree Farenheit per hour [Btu/ft2*0F*h] |  | 0 | [8 empty] | U-value of building walls in baseline (R=1/U) | U Value [Watts/square meter Kelvin] [W/m²*K] |  | 0 | [9 empty] | U-value Gebäude Wand (R=1/U) | U Value [Watts/square meter Kelvin] [W/m²*K] |  | 0 | [8 empty] | U-value of building walls in baseline (R=1/U) | U Value [Watts/square meter Kelvin] [W/m²*K] |  | 0 | [8 empty] | U-value of building walls in baseline (R=1/U) | U Value [Watts/square meter Kelvin] [W/m²*K] |  | 0 | [8 empty] | U-value of building walls in baseline (R=1/U) | U Value [Watts/square meter Kelvin] [W/m²*K] |  | 0
2584 |  |  | Average run time per year of | [21 empty] | Average run time per year of | [11 empty] | Average run time per year of | [12 empty] | Durchschnittliche Betriebszeit pro Jahr von | [11 empty] | Average run time per year of | [11 empty] | Average run time per year of | [11 empty] | Average run time per year of
2585 | BA27_NR_Hotels, Hospitality and Leisure | b_li_rt_cf_nr_he | Compact fluorescent lamps | Hours per year [h/a] |  |  |  |  | 0 | 0 | 0 | 0 | 0 | [5 empty] | 1 | 1 | 1 | 1 | 1 | 1 | Compact fluorescent lamps | Hours per year [h/a] |  | 0 | [8 empty] | Compact fluorescent lamps | Hours per year [h/a] |  | 0 | [9 empty] | KompaktLeuchtstofflampe | Stunden pro year [h/a] |  | 0 | [8 empty] | Compact fluorescent lamps | Hours per year [h/a] |  | 0 | [8 empty] | Compact fluorescent lamps | Hours per year [h/a] |  | 0 | [8 empty] | Compact fluorescent lamps | Hours per year [h/a] |  | 0
2586 | BA27_NR_Hotels, Hospitality and Leisure | b_li_rt_fl_nr_he | Fluorescent lamps | Hours per year [h/a] |  |  |  |  | 0 | 0 | 0 | 0 | 0 | [5 empty] | 1 | 1 | 1 | 1 | 1 | 1 | Fluorescent lamps | Hours per year [h/a] |  | 0 | [8 empty] | Fluorescent lamps | Hours per year [h/a] |  | 0 | [9 empty] | Leuchtstofflampe | Stunden pro year [h/a] |  | 0 | [8 empty] | Fluorescent lamps | Hours per year [h/a] |  | 0 | [8 empty] | Fluorescent lamps | Hours per year [h/a] |  | 0 | [8 empty] | Fluorescent lamps | Hours per year [h/a] |  | 0
2587 | BA27_NR_Hotels, Hospitality and Leisure | b_li_rt_haL_nr_he | Low voltage halogen lamps | Hours per year [h/a] |  |  |  |  | 0 | 0 | 0 | 0 | 0 | [5 empty] | 1 | 1 | 1 | 1 | 1 | 1 | Low voltage halogen lamps | Hours per year [h/a] |  | 0 | [8 empty] | Low voltage halogen lamps | Hours per year [h/a] |  | 0 | [9 empty] | Niederspannungshalogen Lampe | Stunden pro year [h/a] |  | 0 | [8 empty] | Low voltage halogen lamps | Hours per year [h/a] |  | 0 | [8 empty] | Low voltage halogen lamps | Hours per year [h/a] |  | 0 | [8 empty] | Low voltage halogen lamps | Hours per year [h/a] |  | 0
2588 | BA27_NR_Hotels, Hospitality and Leisure | b_li_rt_haM_nr_he | Medium voltage halogen lamps | Hours per year [h/a] |  |  |  |  | 0 | 0 | 0 | 0 | 0 | [5 empty] | 1 | 1 | 1 | 1 | 1 | 1 | Medium voltage halogen lamps | Hours per year [h/a] |  | 0 | [8 empty] | Medium voltage halogen lamps | Hours per year [h/a] |  | 0 | [9 empty] | mittelspannungshalogen Lampe | Stunden pro year [h/a] |  | 0 | [8 empty] | Medium voltage halogen lamps | Hours per year [h/a] |  | 0 | [8 empty] | Medium voltage halogen lamps | Hours per year [h/a] |  | 0 | [8 empty] | Medium voltage halogen lamps | Hours per year [h/a] |  | 0
2589 | BA27_NR_Hotels, Hospitality and Leisure | b_li_rt_in_nr_he | Incandescent lamps | Hours per year [h/a] |  |  |  |  | 0 | 0 | 0 | 0 | 0 | [5 empty] | 1 | 1 | 1 | 1 | 1 | 1 | Incandescent lamps | Hours per year [h/a] |  | 0 | [8 empty] | Incandescent lamps | Hours per year [h/a] |  | 0 | [9 empty] | Glühlampe | Stunden pro year [h/a] |  | 0 | [8 empty] | Incandescent lamps | Hours per year [h/a] |  | 0 | [8 empty] | Incandescent lamps | Hours per year [h/a] |  | 0 | [8 empty] | Incandescent lamps | Hours per year [h/a] |  | 0
2590 |  |  | Share of | [21 empty] | Share of |  | 0% | 0% | 0% | 0% | 0% | [5 empty] | Share of |  | 0% | 0% | 0% | 0% |  | 0% | [5 empty] | Anteil of |  | 0% | 0% | 0% | 0% | 0% | [5 empty] | Share of |  | 0% | 0% | 0% | 0% | 0% | [5 empty] | Share of |  | 0% | 0% | 0% | 0% | 0% | [5 empty] | Share of |  | 0% | 0% | 0% | 0% | 0%
2591 | BA27_NR_Hotels, Hospitality and Leisure | b_li_sh_in_nr_he | Incandescent lamps | Percent [0 to 100%] |  |  |  |  | 0% | 0% | 0% | 0% | 0% | [5 empty] | 1 | 1 | 1 | 1 | 1 | 1 | Incandescent lamps | Percent [0 to 100%] |  | 0% | [8 empty] | Incandescent lamps | Percent [0 to 100%] |  | 0% | [9 empty] | Glühlampe | Prozent [0 bis 100%] |  | 0% | [8 empty] | Incandescent lamps | Percent [0 to 100%] |  | 0% | [8 empty] | Incandescent lamps | Percent [0 to 100%] |  | 0% | [8 empty] | Incandescent lamps | Percent [0 to 100%] |  | 0%
2592 | BA27_NR_Hotels, Hospitality and Leisure | b_li_sh_cf_nr_he | Compact fluorescent lamps | Percent [0 to 100%] |  |  |  |  | 0% | 0% | 0% | 0% | 0% | [5 empty] | 1 | 1 | 1 | 1 | 1 | 1 | Compact fluorescent lamps | Percent [0 to 100%] |  | 0% | [8 empty] | Compact fluorescent lamps | Percent [0 to 100%] |  | 0% | [9 empty] | KompaktLeuchtstofflampe | Prozent [0 bis 100%] |  | 0% | [8 empty] | Compact fluorescent lamps | Percent [0 to 100%] |  | 0% | [8 empty] | Compact fluorescent lamps | Percent [0 to 100%] |  | 0% | [8 empty] | Compact fluorescent lamps | Percent [0 to 100%] |  | 0%
2593 | BA27_NR_Hotels, Hospitality and Leisure | b_li_sh_fl_nr_he | Fluorescent lamps | Percent [0 to 100%] |  |  |  |  | 0% | 0% | 0% | 0% | 0% | [5 empty] | 1 | 1 | 1 | 1 | 1 | 1 | Fluorescent lamps | Percent [0 to 100%] |  | 0% | [8 empty] | Fluorescent lamps | Percent [0 to 100%] |  | 0% | [9 empty] | Leuchtstofflampe | Prozent [0 bis 100%] |  | 0% | [8 empty] | Fluorescent lamps | Percent [0 to 100%] |  | 0% | [8 empty] | Fluorescent lamps | Percent [0 to 100%] |  | 0% | [8 empty] | Fluorescent lamps | Percent [0 to 100%] |  | 0%
2594 | BA27_NR_Hotels, Hospitality and Leisure | b_li_sh_haL_nr_he | Low voltage halogen lamps | Percent [0 to 100%] |  |  |  |  | 0% | 0% | 0% | 0% | 0% | [5 empty] | 1 | 1 | 1 | 1 | 1 | 1 | Low voltage halogen lamps | Percent [0 to 100%] |  | 0% | [8 empty] | Low voltage halogen lamps | Percent [0 to 100%] |  | 0% | [9 empty] | Niederspannungshalogen Lampe | Prozent [0 bis 100%] |  | 0% | [8 empty] | Low voltage halogen lamps | Percent [0 to 100%] |  | 0% | [8 empty] | Low voltage halogen lamps | Percent [0 to 100%] |  | 0% | [8 empty] | Low voltage halogen lamps | Percent [0 to 100%] |  | 0%
2595 | BA27_NR_Hotels, Hospitality and Leisure | b_li_sh_haM_nr_he | Medium voltage halogen lamps | Percent [0 to 100%] |  |  |  |  | 0% | 0% | 0% | 0% | 0% | [5 empty] | 1 | 1 | 1 | 1 | 1 | 1 | Medium voltage halogen lamps | Percent [0 to 100%] |  | 0% | [8 empty] | Medium voltage halogen lamps | Percent [0 to 100%] |  | 0% | [9 empty] | mittelspannungshalogen Lampe | Prozent [0 bis 100%] |  | 0% | [8 empty] | Medium voltage halogen lamps | Percent [0 to 100%] |  | 0% | [8 empty] | Medium voltage halogen lamps | Percent [0 to 100%] |  | 0% | [8 empty] | Medium voltage halogen lamps | Percent [0 to 100%] |  | 0%
2596
2597 | Lever existing situation Please enter value of % of total stock with technology already applied to |  | Lever Existing Situation (please enter value of % of total stock) | [21 empty] | Lever Existing Situation (please enter value of % of total stock) | [11 empty] | Lever Existing Situation (please enter value of % of total stock) | [12 empty] | Hebel bereits vorhanden (bitte %Wert angeben bezogen auf Gesamtgebäudebestand) | [11 empty] | Lever Existing Situation (please enter value of % of total stock) | [11 empty] | Lever Existing Situation (please enter value of % of total stock) | [11 empty] | Lever Existing Situation (please enter value of % of total stock)
2598 |  |  | Share of | [21 empty] | Share of |  | 0% | 0% | 0% | 0% | 0% | [5 empty] | Share of |  | 0% | 0% | 0% | 0% |  | 0% | [5 empty] | Anteil of |  | 0% | 0% | 0% | 0% | 0% | [5 empty] | Share of |  | 0% | 0% | 0% | 0% | 0% | [5 empty] | Share of |  | 0% | 0% | 0% | 0% | 0% | [5 empty] | Share of |  | 0% | 0% | 0% | 0% | 0%
2599 | BA27_NR_Hotels, Hospitality and Leisure | b_wi_sh_nr_he | buildings with wall insulation | Percent [0 to 100%] |  |  |  |  | 0% | 0% | 0% | 0% | 0% | [5 empty] | 1 | 1 | 1 | 1 | 1 | 1 | buildings with wall insulation | Percent [0 to 100%] |  | 0% | [8 empty] | buildings with wall insulation | Percent [0 to 100%] |  | 0% | [9 empty] | Gebäude mit Wandisolierung | Prozent [0 bis 100%] |  | 0% | [8 empty] | buildings with wall insulation | Percent [0 to 100%] |  | 0% | [8 empty] | buildings with wall insulation | Percent [0 to 100%] |  | 0% | [8 empty] | buildings with wall insulation | Percent [0 to 100%] |  | 0%
2600 | BA27_NR_Hotels, Hospitality and Leisure | b_gl_sh_nr_he | buildings with high efficient glazing | Percent [0 to 100%] |  |  |  |  | 0% | 0% | 0% | 0% | 0% | [5 empty] | 1 | 1 | 1 | 1 | 1 | 1 | buildings with high efficient glazing | Percent [0 to 100%] |  | 0% | [8 empty] | buildings with high efficient glazing | Percent [0 to 100%] |  | 0% | [9 empty] | Gebäude mit effiziente Verglasung | Prozent [0 bis 100%] |  | 0% | [8 empty] | buildings with high efficient glazing | Percent [0 to 100%] |  | 0% | [8 empty] | buildings with high efficient glazing | Percent [0 to 100%] |  | 0% | [8 empty] | buildings with high efficient glazing | Percent [0 to 100%] |  | 0%
2601 | BA27_NR_Hotels, Hospitality and Leisure | b_li_sh_nr_he | buildings with efficient lighting in baseline | Percent [0 to 100%] |  |  |  |  | 0% | 0% | 0% | 0% | 0% | [5 empty] | 1 | 1 | 1 | 1 | 1 | 1 | buildings with efficient lighting in baseline | Percent [0 to 100%] |  | 0% | [8 empty] | buildings with efficient lighting in baseline | Percent [0 to 100%] |  | 0% | [9 empty] | Gebäude mit effiziente Beleuchtung | Prozent [0 bis 100%] |  | 0% | [8 empty] | buildings with efficient lighting in baseline | Percent [0 to 100%] |  | 0% | [8 empty] | buildings with efficient lighting in baseline | Percent [0 to 100%] |  | 0% | [8 empty] | buildings with efficient lighting in baseline | Percent [0 to 100%] |  | 0%
2602 | BA27_NR_Hotels, Hospitality and Leisure | b_dol_sh_nr_he | buildings with demand oriented lighting | Percent [0 to 100%] |  |  |  |  | 0% | 0% | 0% | 0% | 0% | [5 empty] | 1 | 1 | 1 | 1 | 1 | 1 | buildings with demand oriented lighting | Percent [0 to 100%] |  | 0% | [8 empty] | buildings with demand oriented lighting | Percent [0 to 100%] |  | 0% | [9 empty] | Gebäude mit bedarfsorientierte Beleuchtung | Prozent [0 bis 100%] |  | 0% | [8 empty] | buildings with demand oriented lighting | Percent [0 to 100%] |  | 0% | [8 empty] | buildings with demand oriented lighting | Percent [0 to 100%] |  | 0% | [8 empty] | buildings with demand oriented lighting | Percent [0 to 100%] |  | 0%
2603 | BA27_NR_Hotels, Hospitality and Leisure | b_bem_sh_nr_he | buildings with Building Efficiency Monitoring | Percent [0 to 100%] |  |  |  |  | 0% | 0% | 0% | 0% | 0% | [5 empty] | 1 | 1 | 1 | 1 | 1 | 1 | buildings with Building Efficiency Monitoring | Percent [0 to 100%] |  | 0% | [8 empty] | buildings with Building Efficiency Monitoring | Percent [0 to 100%] |  | 0% | [9 empty] | Gebäude mit Gebäudeeffizienzüberwachung | Prozent [0 bis 100%] |  | 0% | [8 empty] | buildings with Building Efficiency Monitoring | Percent [0 to 100%] |  | 0% | [8 empty] | buildings with Building Efficiency Monitoring | Percent [0 to 100%] |  | 0% | [8 empty] | buildings with Building Efficiency Monitoring | Percent [0 to 100%] |  | 0%
2604 | BA27_NR_Hotels, Hospitality and Leisure | b_brm_sh_nr_he | buildings with Building Remote Monitoring | Percent [0 to 100%] |  |  |  |  | 0% | 0% | 0% | 0% | 0% | [5 empty] | 1 | 1 | 1 | 1 | 1 | 1 | buildings with Building Remote Monitoring | Percent [0 to 100%] |  | 0% | [8 empty] | buildings with Building Remote Monitoring | Percent [0 to 100%] |  | 0% | [9 empty] | Gebäude mit Gebäudefernüberwachung | Prozent [0 bis 100%] |  | 0% | [8 empty] | buildings with Building Remote Monitoring | Percent [0 to 100%] |  | 0% | [8 empty] | buildings with Building Remote Monitoring | Percent [0 to 100%] |  | 0% | [8 empty] | buildings with Building Remote Monitoring | Percent [0 to 100%] |  | 0%
2605 | BA27_NR_Hotels, Hospitality and Leisure | b_bpo_sh_nr_he | buildings with Building Performance Optimization | Percent [0 to 100%] |  |  |  |  | 0% | 0% | 0% | 0% | 0% | [5 empty] | 1 | 1 | 1 | 1 | 1 | 1 | buildings with Building Performance Optimization | Percent [0 to 100%] |  | 0% | [8 empty] | buildings with Building Performance Optimization | Percent [0 to 100%] |  | 0% | [9 empty] | Gebäude mit Gebäudeleistungsoptimierung | Prozent [0 bis 100%] |  | 0% | [8 empty] | buildings with Building Performance Optimization | Percent [0 to 100%] |  | 0% | [8 empty] | buildings with Building Performance Optimization | Percent [0 to 100%] |  | 0% | [8 empty] | buildings with Building Performance Optimization | Percent [0 to 100%] |  | 0%
2606 | BA27_NR_Hotels, Hospitality and Leisure | b_dcv_sh_nr_he | buildings with Demand controlled ventilation | Percent [0 to 100%] |  |  |  |  | 0% | 0% | 0% | 0% | 0% | [5 empty] | 1 | 1 | 1 | 1 | 1 | 1 | buildings with Demand controlled ventilation | Percent [0 to 100%] |  | 0% | [8 empty] | buildings with Demand controlled ventilation | Percent [0 to 100%] |  | 0% | [9 empty] | Gebäude mit bedarfsgesteuerte Lüftung | Prozent [0 bis 100%] |  | 0% | [8 empty] | buildings with Demand controlled ventilation | Percent [0 to 100%] |  | 0% | [8 empty] | buildings with Demand controlled ventilation | Percent [0 to 100%] |  | 0% | [8 empty] | buildings with Demand controlled ventilation | Percent [0 to 100%] |  | 0%
2607 | BA27_NR_Hotels, Hospitality and Leisure | b_hcr_sh_nr_he | buildings with Heat and Cold Recovery in ventilation | Percent [0 to 100%] |  |  |  |  | 0% | 0% | 0% | 0% | 0% | [5 empty] | 1 | 1 | 1 | 1 | 1 | 1 | buildings with Heat and Cold Recovery in ventilation | Percent [0 to 100%] |  | 0% | [8 empty] | buildings with Heat and Cold Recovery in ventilation | Percent [0 to 100%] |  | 0% | [9 empty] | Gebäude mit Wärme und Kälterückgewinnung in Lüftung | Prozent [0 bis 100%] |  | 0% | [8 empty] | buildings with Heat and Cold Recovery in ventilation | Percent [0 to 100%] |  | 0% | [8 empty] | buildings with Heat and Cold Recovery in ventilation | Percent [0 to 100%] |  | 0% | [8 empty] | buildings with Heat and Cold Recovery in ventilation | Percent [0 to 100%] |  | 0%
2608 | BA27_NR_Hotels, Hospitality and Leisure | b_em_sh_nr_he | buildings with Efficient Motors | Percent [0 to 100%] |  |  |  |  | 0% | 0% | 0% | 0% | 0% | [5 empty] | 1 | 1 | 1 | 1 | 1 | 1 | buildings with Efficient Motors | Percent [0 to 100%] |  | 0% | [8 empty] | buildings with Efficient Motors | Percent [0 to 100%] |  | 0% | [9 empty] | Gebäude mit effizienten Motoren | Prozent [0 bis 100%] |  | 0% | [8 empty] | buildings with Efficient Motors | Percent [0 to 100%] |  | 0% | [8 empty] | buildings with Efficient Motors | Percent [0 to 100%] |  | 0% | [8 empty] | buildings with Efficient Motors | Percent [0 to 100%] |  | 0%
2609 | BA27_NR_Hotels, Hospitality and Leisure | b_bac_sh_nr_he | buildings with Building Automation BACS Class C | Percent [0 to 100%] |  |  |  |  | 0% | 0% | 0% | 0% | 0% | [5 empty] | 1 | 1 | 1 | 1 | 1 | 1 | buildings with Building Automation BACS Class C | Percent [0 to 100%] |  | 0% | [8 empty] | buildings with Building Automation BACS Class C | Percent [0 to 100%] |  | 0% | [9 empty] | Gebäude mit Gebäudeautomatisierung Klasse C | Prozent [0 bis 100%] |  | 0% | [8 empty] | buildings with Building Automation BACS Class C | Percent [0 to 100%] |  | 0% | [8 empty] | buildings with Building Automation BACS Class C | Percent [0 to 100%] |  | 0% | [8 empty] | buildings with Building Automation BACS Class C | Percent [0 to 100%] |  | 0%
2610 | BA27_NR_Hotels, Hospitality and Leisure | b_bab_sh_nr_he | buildings with Building Automation BACS Class B | Percent [0 to 100%] |  |  |  |  | 0% | 0% | 0% | 0% | 0% | [5 empty] | 1 | 1 | 1 | 1 | 1 | 1 | buildings with Building Automation BACS Class B | Percent [0 to 100%] |  | 0% | [8 empty] | buildings with Building Automation BACS Class B | Percent [0 to 100%] |  | 0% | [9 empty] | Gebäude mit Gebäudeautomatisierung Klasse B | Prozent [0 bis 100%] |  | 0% | [8 empty] | buildings with Building Automation BACS Class B | Percent [0 to 100%] |  | 0% | [8 empty] | buildings with Building Automation BACS Class B | Percent [0 to 100%] |  | 0% | [8 empty] | buildings with Building Automation BACS Class B | Percent [0 to 100%] |  | 0%
2611 | BA27_NR_Hotels, Hospitality and Leisure | b_baa_sh_nr_he | buildings with Building Automation BACS Class A | Percent [0 to 100%] |  |  |  |  | 0% | 0% | 0% | 0% | 0% | [5 empty] | 1 | 1 | 1 | 1 | 1 | 1 | buildings with Building Automation BACS Class A | Percent [0 to 100%] |  | 0% | [8 empty] | buildings with Building Automation BACS Class A | Percent [0 to 100%] |  | 0% | [9 empty] | Gebäude mit Gebäudeautomatisierung Klasse A | Prozent [0 bis 100%] |  | 0% | [8 empty] | buildings with Building Automation BACS Class A | Percent [0 to 100%] |  | 0% | [8 empty] | buildings with Building Automation BACS Class A | Percent [0 to 100%] |  | 0% | [8 empty] | buildings with Building Automation BACS Class A | Percent [0 to 100%] |  | 0%
2612 | BA27_NR_Hotels, Hospitality and Leisure | b_rac_sh_nr_he | buildings with Room Automation HVAC | Percent [0 to 100%] |  |  |  |  | 0% | 0% | 0% | 0% | 0% | [5 empty] | 1 | 1 | 1 | 1 | 1 | 1 | buildings with Room Automation HVAC | Percent [0 to 100%] |  | 0% | [8 empty] | buildings with Room Automation HVAC | Percent [0 to 100%] |  | 0% | [9 empty] | Gebäude mit Raumautomatisierung Heizung/Lüftung/Klima | Prozent [0 bis 100%] |  | 0% | [8 empty] | buildings with Room Automation HVAC | Percent [0 to 100%] |  | 0% | [8 empty] | buildings with Room Automation HVAC | Percent [0 to 100%] |  | 0% | [8 empty] | buildings with Room Automation HVAC | Percent [0 to 100%] |  | 0%
2613 | BA27_NR_Hotels, Hospitality and Leisure | b_rab_sh_nr_he | buildings with Room Automation HVAC + lighting | Percent [0 to 100%] |  |  |  |  | 0% | 0% | 0% | 0% | 0% | [5 empty] | 1 | 1 | 1 | 1 | 1 | 1 | buildings with Room Automation HVAC + lighting | Percent [0 to 100%] |  | 0% | [8 empty] | buildings with Room Automation HVAC + lighting | Percent [0 to 100%] |  | 0% | [9 empty] | Gebäude mit Raumautomatisierung Heizung/Lüftung/Klima/Beleuchtung | Prozent [0 bis 100%] |  | 0% | [8 empty] | buildings with Room Automation HVAC + lighting | Percent [0 to 100%] |  | 0% | [8 empty] | buildings with Room Automation HVAC + lighting | Percent [0 to 100%] |  | 0% | [8 empty] | buildings with Room Automation HVAC + lighting | Percent [0 to 100%] |  | 0%
2614 | BA27_NR_Hotels, Hospitality and Leisure | b_raa_sh_nr_he | buildings with Building Automation HVAC + lighting + blinds | Percent [0 to 100%] |  |  |  |  | 0% | 0% | 0% | 0% | 0% | [5 empty] | 1 | 1 | 1 | 1 | 1 | 1 | buildings with Building Automation HVAC + lighting + blinds | Percent [0 to 100%] |  | 0% | [8 empty] | buildings with Building Automation HVAC + lighting + blinds | Percent [0 to 100%] |  | 0% | [9 empty] | Gebäude mit Raumautomatisierung Heizung/Lüftung/Klima/Beleuchtung/Verschattung | Prozent [0 bis 100%] |  | 0% | [8 empty] | buildings with Building Automation HVAC + lighting + blinds | Percent [0 to 100%] |  | 0% | [8 empty] | buildings with Building Automation HVAC + lighting + blinds | Percent [0 to 100%] |  | 0% | [8 empty] | buildings with Building Automation HVAC + lighting + blinds | Percent [0 to 100%] |  | 0%
2615
2616
2617
2618
2619
2620
2621
2622
2623
2624
2625
2626
2627
2628
2629
2630
2631
2632
2633
2634
2635
2636
2637
2638
2639
2640
2641
2642
2643
2644
2645
2646
2647
2648
2649
2650
2651
2652
2653
2654
2655
2656
2657
2658
2659
2660
2661
2662
2663
2664
2665
2666
2667
2668
2669
2670
2671
2672
2673
2674
2675
2676
2677
2678
2679
2680
2681
2682
2683
2684
2685
2686
2687
2688
2689
2690
2691
2692
2693
2694
2695
2696
2697
2698
2699
2700
No transfer to summary below this line
Note on K20: Same as initial baseline data, if there is no forcast of today available in the source.
Note on W20: Same as initial baseline data, if there is no forcast of today available in the source.

## 6.8_Input Fairs, conference
2701 | Project | Project: | Master | [15 empty] | Conversion factors | [5 empty] | US Template | [11 empty] | International English Template | [12 empty] | German Template | [11 empty] | Chinese Template | [11 empty] | Spanish Template | [11 empty] | French Template
2702 |  | City Data: | CYPT | [21 empty] | CYPT | [11 empty] | CYPT | [12 empty] | CYPT | [11 empty] | CYPT | [11 empty] | CYPT | [11 empty] | CYPT
2703 | Legend: |  | Helsinki | [21 empty] | <Input for city name> | [11 empty] | Helsinki | [12 empty] | Helsinki | [11 empty] | Helsinki | [11 empty] | Helsinki | [11 empty] | Helsinki
2704
2705 |  |  | Overview current sheet | [21 empty] | Overview current sheet | [11 empty] | Overview current sheet | [12 empty] | Überblick der Seite | [11 empty] | Overview current sheet | [11 empty] | Overview current sheet | [11 empty] | Overview current sheet
2706 |  |  | shall be reported | [21 empty] | shall be reported | [11 empty] | shall be reported | [12 empty] | Eingabe erfürderlich | [11 empty] | shall be reported | [11 empty] | shall be reported | [11 empty] | shall be reported
2707 |  |  | Alternative if necessary value not available, orange becomes necessary | [21 empty] | Alternative if necessary value not available, orange becomes necessary | [11 empty] | Alternative if necessary value not available, orange becomes necessary | [12 empty] | Alternative Eingabemöglichkeit für vorangegangene Parameter | [11 empty] | Alternative if necessary value not available, orange becomes necessary | [11 empty] | Alternative if necessary value not available, orange becomes necessary | [11 empty] | Alternative if necessary value not available, orange becomes necessary
2708 |  |  | if available, business as usual (according to ongoing activities and action plans in place): if no data forecasts available we take the baseline data for the following years as well | [21 empty] | if available, business as usual (according to ongoing activities and action plans in place): if no data forecasts available we take the baseline data for the following years as well | [11 empty] | if available, business as usual (according to ongoing activities and action plans in place): if no data forecasts available we take the baseline data for the following years as well | [12 empty] | falls verfügbar aus vorhandener Planung, falls keine Daten vorhanden sind, werden die Daten aus dem Basisjahr genommen und ggf. entsprechend des Bedarfs skaliert | [11 empty] | if available, business as usual (according to ongoing activities and action plans in place): if no data forecasts available we take the baseline data for the following years as well | [11 empty] | if available, business as usual (according to ongoing activities and action plans in place): if no data forecasts available we take the baseline data for the following years as well | [11 empty] | if available, business as usual (according to ongoing activities and action plans in place): if no data forecasts available we take the baseline data for the following years as well
2709 |  |  | Automatically interpolated to year today. Can be overwritten (in this case use red letters) | [21 empty] | Automatically interpolated to year today. Can be overwritten (in this case use red letters) | [11 empty] | Automatically interpolated to year today. Can be overwritten (in this case use red letters) | [12 empty] | Automatische Interpolation des aktuellen Jahre, basierend aus Basisjahr und fürtschreibung 2020. Kann überschrieben werden, falls daten vorhanden sind (in diesem Fall Schrift rot verwenden) | [11 empty] | Automatically interpolated to year today. Can be overwritten (in this case use red letters) | [11 empty] | Automatically interpolated to year today. Can be overwritten (in this case use red letters) | [11 empty] | Automatically interpolated to year today. Can be overwritten (in this case use red letters)
2710 |  |  | nice to have Helsinki specific factor otherwise we adapt standard data or other studies | [21 empty] | nice to have <Input for city name> specific factor otherwise we adapt standard data or other studies | [11 empty] | nice to have Helsinki specific factor otherwise we adapt standard data or other studies | [12 empty] | Daten spezifisch für Helsinki wären gut, ansonsten werden Standarddaten, oder andere Studien herangezogen | [11 empty] | nice to have Helsinki specific factor otherwise we adapt standard data or other studies | [11 empty] | nice to have Helsinki specific factor otherwise we adapt standard data or other studies | [11 empty] | nice to have Helsinki specific factor otherwise we adapt standard data or other studies
2711 |  |  | First data delivery | Date | [20 empty] | First data delivery | Date | [10 empty] | First data delivery | Date | [11 empty] | 1. Datenerhebung | Date | [10 empty] | First data delivery | Date | [10 empty] | First data delivery | Date | [10 empty] | First data delivery | Date
2712 |  |  | First update | Date | [20 empty] | First update | Date | [10 empty] | First update | Date | [11 empty] | 1. Datenaktualisierung | Date | [10 empty] | First update | Date | [10 empty] | First update | Date | [10 empty] | First update | Date
2713 |  |  | Second update | Date | [20 empty] | Second update | Date | [10 empty] | Second update | Date | [11 empty] | 2. Datenaktualisierung | Date | [10 empty] | Second update | Date | [10 empty] | Second update | Date | [10 empty] | Second update | Date
2714 |  |  | Third update | Date | [20 empty] | Third update | Date | [10 empty] | Third update | Date | [11 empty] | 3. Datenaktualisierung | Date | [10 empty] | Third update | Date | [10 empty] | Third update | Date | [10 empty] | Third update | Date
2715 | Data Overview: |  | Fourth update | Date | [20 empty] | Fourth update | Date | [10 empty] | Fourth update | Date | [11 empty] | 4. Datenaktualisierung | Date | [10 empty] | Fourth update | Date | [10 empty] | Fourth update | Date | [10 empty] | Fourth update | Date
2716 |  | Energy demand (electricity and heat) | Data Overview | [21 empty] | Data Overview: | [11 empty] | Data Overview: | [12 empty] | Datenüberblick | [11 empty] | Data Overview: | [11 empty] | Data Overview: | [11 empty] | Data Overview:
2717 |  | Thermal losses | Energy demand (electricity and heat) | [21 empty] | Energy demand (electricity and heat) | [11 empty] | Energy demand (electricity and heat) | [12 empty] | Energiebedarf | [11 empty] | Energy demand (electricity and heat) | [11 empty] | Energy demand (electricity and heat) | [11 empty] | Energy demand (electricity and heat)
2718 |  | Annual efficiency improvements BAU | Thermal losses | [21 empty] | Thermal losses | [11 empty] | Thermal losses | [12 empty] | Thermische Verluste | [11 empty] | Thermal losses | [11 empty] | Thermal losses | [11 empty] | Thermal losses
2719 | Lever Overview |  | Annual efficiency improvements BAU | [21 empty] | Annual efficiency improvements BAU | [11 empty] | Annual efficiency improvements BAU | [12 empty] | Jährliche Effizienzverbesserung | [11 empty] | Annual efficiency improvements BAU | [11 empty] | Annual efficiency improvements BAU | [11 empty] | Annual efficiency improvements BAU
2720 | Parameter sets | Parameter | [6 empty] | Data | Forecast Data |  |  |  | Data Specifications: please specify source of data and additional information regarding data quality | [12 empty] | Data | Forecast Data |  |  |  | Data Specifications: please specify source of data and additional information regarding data quality | [6 empty] | Data | Forecast Data |  |  |  |  | Data Specifications: please specify source of data and additional information regarding data quality | [6 empty] | Daten | Forecast Data |  |  |  | Daten Spezifikation: Quellen durchnummieren, links und Angaben zur Daten Qualität etc. | [6 empty] | Data | Forecast Data |  |  |  | Data Specifications: please specify source of data and additional information regarding data quality | [6 empty] | Data | Forecast Data |  |  |  | Data Specifications: please specify source of data and additional information regarding data quality | [6 empty] | Data | Forecast Data |  |  |  | Data Specifications: please specify source of data and additional information regarding data quality
2721 |  |  | Parameter unit of measure and description | unit of measure | left empty intentionally | left empty intentionally | left empty intentionally | left empty intentionally | Baseline | Today | 2020 | 2025 | 2050 | Reference/Source | Year of baseline data | Type of baseline data | Quality of data | Comments & limitations | conversion | conversion factor (International English to Master) | conversion factor (German to Master) | conversion factor (Chinese to Master) | conversion factor (Spanish to Master) | conversion factor (French to Master) | Parameter unit of measure and description | unit of measure | Baseline | Today | 2020 | 2025 | 2050 | Reference/Source | Year of baseline data | Type of baseline data | Quality of data | Comments & limitations | Parameter unit of measure and description | unit of measure | Baseline | Today | 2020 | 2025 | 2030 | 2050 | Reference/Source | Year of baseline data | Type of baseline data | Quality of data | Comments & limitations | Parameter | Einheit | Datenbasis | Heute | 2020 | 2025 | 2050 | Quelle | Jahr aus dem die Basisdaten sind | Art der Basisdaten | Qualität | Kommentare oder Einschränkungen z.B. Gültigkeit der Daten | Parameter unit of measure and description | unit of measure | Baseline | Today | 2020 | 2025 | 2050 | Reference/Source | Year of baseline data | Type of baseline data | Quality of data | Comments & limitations | Parameter unit of measure and description | unit of measure | Baseline | Today | 2020 | 2025 | 2050 | Reference/Source | Year of baseline data | Type of baseline data | Quality of data | Comments & limitations | Parameter unit of measure and description | unit of measure | Baseline | Today | 2020 | 2025 | 2050 | Reference/Source | Year of baseline data | Type of baseline data | Quality of data | Comments & limitations
2722 | [15 empty] | Average, City | Statistics | [16 empty] | Average, City | Statistics | [11 empty] | Average, City | Statistics | [10 empty] | Stadtmittelwert | Statistik | [10 empty] | Average, City | Statistics | [10 empty] | Average, City | Statistics | [10 empty] | Average, City | Statistics
2723 | [15 empty] | Example, city | Extrapolated | [16 empty] | Example, city | Extrapolated | [11 empty] | Example, city | Extrapolated | [10 empty] | Beispielfall, Stadt | Extrapoliert | [10 empty] | Example, city | Extrapolated | [10 empty] | Example, city | Extrapolated | [10 empty] | Example, city | Extrapolated
2724 | [15 empty] | Average, city close by | Calculated from statistics | [16 empty] | Average, city close by | Calculated from statistics | [11 empty] | Average, city close by | Calculated from statistics | [10 empty] | Mittelwert, Stadt in Region | Berechnet aus statistischen Werten | [10 empty] | Average, city close by | Calculated from statistics | [10 empty] | Average, city close by | Calculated from statistics | [10 empty] | Average, city close by | Calculated from statistics
2725 | [15 empty] | Examle, city close by | Calculated from stat. inc. assumptions | [16 empty] | Examle, city close by | Calculated from stat. inc. assumptions | [11 empty] | Examle, city close by | Calculated from stat. inc. assumptions | [10 empty] | Beispielfall, Stadt in Region | Berechnet aus stat. Werten unter Annahmen | [10 empty] | Examle, city close by | Calculated from stat. inc. assumptions | [10 empty] | Examle, city close by | Calculated from stat. inc. assumptions | [10 empty] | Examle, city close by | Calculated from stat. inc. assumptions
2726 | [15 empty] | Average, national | [17 empty] | Average, national | [12 empty] | Average, national | [11 empty] | Durchschnitt, national | [11 empty] | Average, national | [11 empty] | Average, national | [11 empty] | Average, national
2727 | [15 empty] | Example, country | [17 empty] | Example, country | [12 empty] | Example, country | [11 empty] | Beispiel, national | [11 empty] | Example, country | [11 empty] | Example, country | [11 empty] | Example, country
2728
2729
2730 | Electricity demand and efficiency increase |  | Electricity demand and efficiency increase | [21 empty] | Electricity demand and efficiency increase | [11 empty] | Electricity demand and efficiency increase | [12 empty] | Elektrizitätsbedarf und Effizienzsteigerung | [11 empty] | Electricity demand and efficiency increase | [11 empty] | Electricity demand and efficiency increase | [11 empty] | Electricity demand and efficiency increase
2731 | BA28_NR_Public_Event_,_Fairs_&_Entertainment | b_de_el_bl_nr_pe | Total electricity demand in baseline | Kilowatt hours per square square meter [kWh/m²*a] |  |  |  |  | 116.45 | 116.45 | 0 | 0 | 0 | City of Helsinki Public Works Department, Kaupungin omistamien rakennusten energiankulutustiedot (2014) | 2014 | Example City | Calculated from statistics | City-owned buildings only. Includes spaces that are heated. Calculated by total area. | 3.1546 | 1 | 1 | 1 | 1 | 1 | Total electricity demand in baseline | Energy Use Intensity (EUI) or thousand BTU per square foot per year [kBtu/ft2 per yr] |  | 0 | [8 empty] | Total electricity demand in baseline | Kilowatt hours per square square meter [kWh/m²*a] | 116.45 | 116.45 |  |  |  |  | City of Helsinki Public Works Department, Kaupungin omistamien rakennusten energiankulutustiedot (2014) | 2014 | Example City | Calculated from statistics | City-owned buildings only. Includes spaces that are heated. Calculated by total area. | Gesamt Elektrizitäts bedarf | Kilowatt stunden pro Quadratmeter pro Jahr (kWh/m2*a) |  | 0 | [8 empty] | Total electricity demand in baseline | Kilowatt hours per square square meter [kWh/m²*a] |  | 0 | [8 empty] | Total electricity demand in baseline | Kilowatt hours per square square meter [kWh/m²*a] |  | 0 | [8 empty] | Total electricity demand in baseline | Kilowatt hours per square square meter [kWh/m²*a] |  | 0
2732 |  |  | Share of electricity demand in baseline for | [21 empty] | Share of electricity demand in baseline for |  | 0% | 0% | 0% | 0% | 0% | [5 empty] | Share of electricity demand in baseline for |  | 100% | 100% | 0% | 0% |  | 0% | [5 empty] | Anteil Elektrizitäts bedarf für |  | 0% | 0% | 0% | 0% | 0% | [5 empty] | Share of electricity demand in baseline for |  | 0% | 0% | 0% | 0% | 0% | [5 empty] | Share of electricity demand in baseline for |  | 0% | 0% | 0% | 0% | 0% | [5 empty] | Share of electricity demand in baseline for |  | 0% | 0% | 0% | 0% | 0%
2733 | BA28_NR_Public_Event_,_Fairs_&_Entertainment | b_de_el_li_bl_sh_nr_pe | Lighting | Percent [0 to 100%] |  |  |  |  | 33% | 33% | 0% | 0% | 0% | D5 Suomen rakentamismääräyskokoelma | 2007 | Example City | Calculated from statistics | Assumed that the split is the same as for sports halls. According to Eneron the values in the regulations correspond well enough to older buildings as well. | 1 | 1 | 1 | 1 | 1 | 1 | Lighting | Percent [0 to 100%] |  | 0% | [8 empty] | Lighting | Percent [0 to 100%] | 33% | 33% |  |  |  |  | D5 Suomen rakentamismääräyskokoelma | 2007 | Example City | Calculated from statistics | Assumed that the split is the same as for sports halls. According to Eneron the values in the regulations correspond well enough to older buildings as well. | Beleuchtung | Prozent [0 bis 100%] |  | 0% | [8 empty] | Lighting | Percent [0 to 100%] |  | 0% | [8 empty] | Lighting | Percent [0 to 100%] |  | 0% | [8 empty] | Lighting | Percent [0 to 100%] |  | 0%
2734 | BA28_NR_Public_Event_,_Fairs_&_Entertainment | b_de_el_ap_bl_sh_nr_pe | Appliances | Percent [0 to 100%] |  |  |  |  | 0% | 0% | 0% | 0% | 0% | D5 Suomen rakentamismääräyskokoelma | 2007 | Example City | Calculated from statistics | Assumed that the split is the same as for sports halls. According to Eneron the values in the regulations correspond well enough to older buildings as well. | 1 | 1 | 1 | 1 | 1 | 1 | Appliances | Percent [0 to 100%] |  | 0% | [8 empty] | Appliances | Percent [0 to 100%] |  | 0% |  |  |  |  | D5 Suomen rakentamismääräyskokoelma | 2007 | Example City | Calculated from statistics | Assumed that the split is the same as for sports halls. According to Eneron the values in the regulations correspond well enough to older buildings as well. | Geräte/Techniks | Prozent [0 bis 100%] |  | 0% | [8 empty] | Appliances | Percent [0 to 100%] |  | 0% | [8 empty] | Appliances | Percent [0 to 100%] |  | 0% | [8 empty] | Appliances | Percent [0 to 100%] |  | 0%
2735 | BA28_NR_Public_Event_,_Fairs_&_Entertainment | b_de_el_ve_bl_sh_nr_pe | Ventilation | Percent [0 to 100%] |  |  |  |  | 23% | 23% | 0% | 0% | 0% | D5 Suomen rakentamismääräyskokoelma | 2007 | Example City | Calculated from statistics | Assumed that the split is the same as for sports halls. According to Eneron the values in the regulations correspond well enough to older buildings as well. | 1 | 1 | 1 | 1 | 1 | 1 | Ventilation | Percent [0 to 100%] |  | 0% | [8 empty] | Ventilation | Percent [0 to 100%] | 23% | 23% |  |  |  |  | D5 Suomen rakentamismääräyskokoelma | 2007 | Example City | Calculated from statistics | Assumed that the split is the same as for sports halls. According to Eneron the values in the regulations correspond well enough to older buildings as well. | Lüftung | Prozent [0 bis 100%] |  | 0% | [8 empty] | Ventilation | Percent [0 to 100%] |  | 0% | [8 empty] | Ventilation | Percent [0 to 100%] |  | 0% | [8 empty] | Ventilation | Percent [0 to 100%] |  | 0%
2736 | BA28_NR_Public_Event_,_Fairs_&_Entertainment | b_de_el_ot_bl_sh_nr_pe | Other | Percent [0 to 100%] |  |  |  |  | 44% | 44% | 0% | 0% | 0% | D5 Suomen rakentamismääräyskokoelma | 2007 | Example City | Calculated from statistics | Assumed that the split is the same as for sports halls. According to Eneron the values in the regulations correspond well enough to older buildings as well. | 1 | 1 | 1 | 1 | 1 | 1 | Other | Percent [0 to 100%] |  | 0% | [8 empty] | Other | Percent [0 to 100%] | 44% | 44% |  |  |  |  | D5 Suomen rakentamismääräyskokoelma | 2007 | Example City | Calculated from statistics | Assumed that the split is the same as for sports halls. According to Eneron the values in the regulations correspond well enough to older buildings as well. | "Andere" | Prozent [0 bis 100%] |  | 0% | [8 empty] | Other | Percent [0 to 100%] |  | 0% | [8 empty] | Other | Percent [0 to 100%] |  | 0% | [8 empty] | Other | Percent [0 to 100%] |  | 0%
2737 |  |  | BAU annual efficiency increase decreasing electricity demand for | [21 empty] | BAU annual efficiency increase decreasing electricity demand for | [11 empty] | BAU annual efficiency increase decreasing electricity demand for | [12 empty] | Jährliche Effizienzverbesserung /verschlechtungen [-100 to 100%], des Elektrizitätsbedarf für | [11 empty] | BAU annual efficiency increase decreasing electricity demand for | [11 empty] | BAU annual efficiency increase decreasing electricity demand for | [11 empty] | BAU annual efficiency increase decreasing electricity demand for
2738 | BA10_Residentials | b_li_ei_nr_pe | Lighting /Lamp stock | Percent [-100 to 100%] | 3 | Excel |  |  | 0% | 0% | 0% | 0% | 0% | [5 empty] | 1 | 1 | 1 | 1 | 1 | 1 | Lighting /Lamp stock | Percent [-100 to 100%] |  | 0% | [8 empty] | Lighting /Lamp stock | Percent [-100 to 100%] |  | 0% | [9 empty] | Beleuchtung | Prozent [-100 bis 100%] |  | 0% | [8 empty] | Lighting /Lamp stock | Percent [-100 to 100%] |  | 0% | [8 empty] | Lighting /Lamp stock | Percent [-100 to 100%] |  | 0% | [8 empty] | Lighting /Lamp stock | Percent [-100 to 100%] |  | 0%
2739 | BA28_NR_Public_Event_,_Fairs_&_Entertainment | b_de_el_ap_ei_nr_pe | Appliances | Percent [-100 to 100%] |  |  |  |  | 0% | 0% | 0% | 0% | 0% | [5 empty] | 1 | 1 | 1 | 1 | 1 | 1 | Appliances | Percent [-100 to 100%] |  | 0% | [8 empty] | Appliances | Percent [-100 to 100%] |  | 0% | [9 empty] | Geräte/Technik | Prozent [-100 bis 100%] |  | 0% | [8 empty] | Appliances | Percent [-100 to 100%] |  | 0% | [8 empty] | Appliances | Percent [-100 to 100%] |  | 0% | [8 empty] | Appliances | Percent [-100 to 100%] |  | 0%
2740 | BA28_NR_Public_Event_,_Fairs_&_Entertainment | b_de_el_ve_ei_nr_pe | Ventilation | Percent [-100 to 100%] |  |  |  |  | 0% | 0% | 0% | 0% | 0% | [5 empty] | 1 | 1 | 1 | 1 | 1 | 1 | Ventilation | Percent [-100 to 100%] |  | 0% | [8 empty] | Ventilation | Percent [-100 to 100%] |  | 0% | [9 empty] | Lüftung | Prozent [-100 bis 100%] |  | 0% | [8 empty] | Ventilation | Percent [-100 to 100%] |  | 0% | [8 empty] | Ventilation | Percent [-100 to 100%] |  | 0% | [8 empty] | Ventilation | Percent [-100 to 100%] |  | 0%
2741 | BA28_NR_Public_Event_,_Fairs_&_Entertainment | b_de_el_ot_ei_nr_pe | Other | Percent [-100 to 100%] |  |  |  |  | 0% | 0% | 0% | 0% | 0% | [5 empty] | 1 | 1 | 1 | 1 | 1 | 1 | Other | Percent [-100 to 100%] |  | 0% | [8 empty] | Other | Percent [-100 to 100%] |  | 0% | [9 empty] | Andere | Prozent [-100 bis 100%] |  | 0% | [8 empty] | Other | Percent [-100 to 100%] |  | 0% | [8 empty] | Other | Percent [-100 to 100%] |  | 0% | [8 empty] | Other | Percent [-100 to 100%] |  | 0%
2742
2743 | Cooling demand and efficiency increase |  | Cooling demand and efficiency increase | [21 empty] | Cooling demand and efficiency increase | [11 empty] | Cooling demand and efficiency increase | [12 empty] | Kältebedarf und Effizienzsteigerung | [11 empty] | Cooling demand and efficiency increase | [11 empty] | Cooling demand and efficiency increase | [11 empty] | Cooling demand and efficiency increase
2744 | BA28_NR_Public_Event_,_Fairs_&_Entertainment | b_de_co_bl_nr_pe | Total cooling demand in baseline | Kilowatt hours per square square meter [kWh/m²*a] |  |  |  |  | 5.61 | 5.61 | 7.778 | 7.778 | 7.778 | Helsingin 30 % päästövähennysselvitys http://www.hel.fi/static/ymk/julkaisut/julkaisu-07-14.pdf | 2015 | Average, City | Calculated from statistics | city's district cooling demand allocated to all non residential buildings equally, according to their m2 | 3.1546 | 1 | 1 | 1 | 1 | 1 | Total cooling demand in baseline | Energy Use Intensity (EUI) or thousand BTU per square foot per year [kBtu/ft2 per yr] |  | 0 | [8 empty] | Total cooling demand in baseline | Kilowatt hours per square square meter [kWh/m²*a] | 5.61 | 5.61 | 7.778 | 7.778 | 7.778 | 7.778 | Helsingin 30 % päästövähennysselvitys http://www.hel.fi/static/ymk/julkaisut/julkaisu-07-14.pdf | 2015 | Average, City | Calculated from statistics | city's district cooling demand allocated to all non residential buildings equally, according to their m2 | Gesamt Kältebedarf | Kilowatt stunden pro Quadratmeter pro Jahr (kWh/m2*a) |  | 0 | [8 empty] | Total cooling demand in baseline | Kilowatt hours per square square meter [kWh/m²*a] |  | 0 | [8 empty] | Total cooling demand in baseline | Kilowatt hours per square square meter [kWh/m²*a] |  | 0 | [8 empty] | Total cooling demand in baseline | Kilowatt hours per square square meter [kWh/m²*a] |  | 0
2745 |  |  | Share of cooling demand in baseline due to | [21 empty] | Share of cooling demand in baseline due to |  | 0% | 0% | 0% | 0% | 0% | [5 empty] | Share of cooling demand in baseline due to |  | 0% | 0% | 0% | 0% |  | 0% | [5 empty] | Anteil Kältebedarf für |  | 0% | 0% | 0% | 0% | 0% | [5 empty] | Share of cooling demand in baseline due to |  | 0% | 0% | 0% | 0% | 0% | [5 empty] | Share of cooling demand in baseline due to |  | 0% | 0% | 0% | 0% | 0% | [5 empty] | Share of cooling demand in baseline due to |  | 0% | 0% | 0% | 0% | 0%
2746 | BA28_NR_Public_Event_,_Fairs_&_Entertainment | b_de_co_le_bl_sh_nr_pe | Infiltration | Percent [0 to 100%] |  |  |  |  | 0% | 0% | 0% | 0% | 0% | [5 empty] | 1 | 1 | 1 | 1 | 1 | 1 | Infiltration | Percent [0 to 100%] |  | 0% | [8 empty] | Infiltration | Percent [0 to 100%] |  | 0% | [9 empty] | Infiltration | Prozent [0 bis 100%] |  | 0% | [8 empty] | Infiltration | Percent [0 to 100%] |  | 0% | [8 empty] | Infiltration | Percent [0 to 100%] |  | 0% | [8 empty] | Infiltration | Percent [0 to 100%] |  | 0%
2747 | BA28_NR_Public_Event_,_Fairs_&_Entertainment | b_de_co_ve_bl_sh_nr_pe | Ventilation | Percent [0 to 100%] |  |  |  |  | 0% | 0% | 0% | 0% | 0% | [5 empty] | 1 | 1 | 1 | 1 | 1 | 1 | Ventilation | Percent [0 to 100%] |  | 0% | [8 empty] | Ventilation | Percent [0 to 100%] |  | 0% | [9 empty] | Lüftung | Prozent [0 bis 100%] |  | 0% | [8 empty] | Ventilation | Percent [0 to 100%] |  | 0% | [8 empty] | Ventilation | Percent [0 to 100%] |  | 0% | [8 empty] | Ventilation | Percent [0 to 100%] |  | 0%
2748 | BA28_NR_Public_Event_,_Fairs_&_Entertainment | b_de_co_wa_bl_sh_nr_pe | Losses through walls through transmission | Percent [0 to 100%] |  |  |  |  | 0% | 0% | 0% | 0% | 0% | [5 empty] | 1 | 1 | 1 | 1 | 1 | 1 | Losses through walls through transmission | Percent [0 to 100%] |  | 0% | [8 empty] | Losses through walls through transmission | Percent [0 to 100%] |  | 0% | [9 empty] | Verluste durch Wanddurchgang (transmission) | Prozent [0 bis 100%] |  | 0% | [8 empty] | Losses through walls through transmission | Percent [0 to 100%] |  | 0% | [8 empty] | Losses through walls through transmission | Percent [0 to 100%] |  | 0% | [8 empty] | Losses through walls through transmission | Percent [0 to 100%] |  | 0%
2749 | BA28_NR_Public_Event_,_Fairs_&_Entertainment | b_de_co_wi_sr_bl_sh_nr_pe | Heat input by solar radiation through windows | Percent [0 to 100%] |  |  |  |  | 0% | 0% | 0% | 0% | 0% | [5 empty] | 1 | 1 | 1 | 1 | 1 | 1 | Heat input by solar radiation through windows | Percent [0 to 100%] |  | 0% | [8 empty] | Heat input by solar radiation through windows | Percent [0 to 100%] |  | 0% | [9 empty] | Wärmeeintrag durch Fenster (solar radiation) | Prozent [0 bis 100%] |  | 0% | [8 empty] | Heat input by solar radiation through windows | Percent [0 to 100%] |  | 0% | [8 empty] | Heat input by solar radiation through windows | Percent [0 to 100%] |  | 0% | [8 empty] | Heat input by solar radiation through windows | Percent [0 to 100%] |  | 0%
2750 | BA28_NR_Public_Event_,_Fairs_&_Entertainment | b_de_co_wi_tr_bl_sh_nr_pe | Losses through windows through transmission | Percent [0 to 100%] |  |  |  |  | 0% | 0% | 0% | 0% | 0% | [5 empty] | 1 | 1 | 1 | 1 | 1 | 1 | Losses through windows through transmission | Percent [0 to 100%] |  | 0% | [8 empty] | Losses through windows through transmission | Percent [0 to 100%] |  | 0% | [9 empty] | Verluste durch Fensterdurchgang (transmission) | Prozent [0 bis 100%] |  | 0% | [8 empty] | Losses through windows through transmission | Percent [0 to 100%] |  | 0% | [8 empty] | Losses through windows through transmission | Percent [0 to 100%] |  | 0% | [8 empty] | Losses through windows through transmission | Percent [0 to 100%] |  | 0%
2751 | BA28_NR_Public_Event_,_Fairs_&_Entertainment | b_de_co_ot_bl_sh_nr_pe | Other effects (e.g. people, electrical Appliances) | Percent [0 to 100%] |  |  |  |  | 0% | 0% | 0% | 0% | 0% | [5 empty] | 1 | 1 | 1 | 1 | 1 | 1 | Other effects (e.g. people, electrical Appliances) | Percent [0 to 100%] |  | 0% | [8 empty] | Other effects (e.g. people, electrical Appliances) | Percent [0 to 100%] |  | 0% | [9 empty] | Andere Effekts (e.g. Personen, Geräte/Technik) | Prozent [0 bis 100%] |  | 0% | [8 empty] | Other effects (e.g. people, electrical Appliances) | Percent [0 to 100%] |  | 0% | [8 empty] | Other effects (e.g. people, electrical Appliances) | Percent [0 to 100%] |  | 0% | [8 empty] | Other effects (e.g. people, electrical Appliances) | Percent [0 to 100%] |  | 0%
2752 |  |  | BAU annual efficiency increase, decreasing cooling demand due to losses through | [21 empty] | BAU annual efficiency increase, decreasing cooling demand due to losses through | [11 empty] | BAU annual efficiency increase, decreasing cooling demand due to losses through | [12 empty] | Jährliche Effizienzverbesserung/verschlechterung [-100 to 100%], des Kältebedarfs durch | [11 empty] | BAU annual efficiency increase, decreasing cooling demand due to losses through | [11 empty] | BAU annual efficiency increase, decreasing cooling demand due to losses through | [11 empty] | BAU annual efficiency increase, decreasing cooling demand due to losses through
2753 | BA28_NR_Public_Event_,_Fairs_&_Entertainment | b_de_co_le_ei_nr_pe | Infiltration | Percent [-100 to 100%] |  |  |  |  | 0% | 0% | 0% | 0% | 0% | [5 empty] | 1 | 1 | 1 | 1 | 1 | 1 | Infiltration | Percent [-100 to 100%] |  | 0% | [8 empty] | Infiltration | Percent [-100 to 100%] |  | 0% | [9 empty] | Verluste durch Infiltration | Prozent [-100 bis 100%] |  | 0% | [8 empty] | Infiltration | Percent [-100 to 100%] |  | 0% | [8 empty] | Infiltration | Percent [-100 to 100%] |  | 0% | [8 empty] | Infiltration | Percent [-100 to 100%] |  | 0%
2754 | BA28_NR_Public_Event_,_Fairs_&_Entertainment | b_de_co_ve_ei_nr_pe | Ventilation | Percent [-100 to 100%] |  |  |  |  | 0% | 0% | 0% | 0% | 0% | [5 empty] | 1 | 1 | 1 | 1 | 1 | 1 | Ventilation | Percent [-100 to 100%] |  | 0% | [8 empty] | Ventilation | Percent [-100 to 100%] |  | 0% | [9 empty] | Verluste durch Lüftung | Prozent [-100 bis 100%] |  | 0% | [8 empty] | Ventilation | Percent [-100 to 100%] |  | 0% | [8 empty] | Ventilation | Percent [-100 to 100%] |  | 0% | [8 empty] | Ventilation | Percent [-100 to 100%] |  | 0%
2755 | BA28_NR_Public_Event_,_Fairs_&_Entertainment | b_de_co_ot_ei_nr_pe | Other (e.g. electric appliances, people) | Percent [-100 to 100%] |  |  |  |  | 0% | 0% | 0% | 0% | 0% | [5 empty] | 1 | 1 | 1 | 1 | 1 | 1 | Other (e.g. electric appliances, people) | Percent [-100 to 100%] |  | 0% | [8 empty] | Other (e.g. electric appliances, people) | Percent [-100 to 100%] |  | 0% | [9 empty] | Andere Effekts (e.g. Personen, Geräte/Technik) | Prozent [-100 bis 100%] |  | 0% | [8 empty] | Other (e.g. electric appliances, people) | Percent [-100 to 100%] |  | 0% | [8 empty] | Other (e.g. electric appliances, people) | Percent [-100 to 100%] |  | 0% | [8 empty] | Other (e.g. electric appliances, people) | Percent [-100 to 100%] |  | 0%
2756
2757 | Heat demand including warm water and efficiency increase |  | Heat demand including warm water and efficiency increase | [21 empty] | Heat demand including warm water and efficiency increase | [11 empty] | Heat demand including warm water and efficiency increase | [12 empty] | Wärmebedarf inklusive Warmwasser und Effizienzsteigerung | [11 empty] | Heat demand including warm water and efficiency increase | [11 empty] | Heat demand including warm water and efficiency increase | [11 empty] | Heat demand including warm water and efficiency increase
2758 | BA28_NR_Public_Event_,_Fairs_&_Entertainment | b_de_he_bl_nr_pe | Total heat demand in baseline | Kilowatt hours per square square meter [kWh/m²*a] |  |  |  |  | 149.04 | 149.04 | 0 | 0 | 0 | City of Helsinki Public Works Department, Kaupungin omistamien rakennusten energiankulutustiedot (2014) | 2014 | Example City | Calculated from statistics | City-owned buildings only. Includes spaces that are heated. Calculated by total area. | 3.1546 | 1 | 1 | 1 | 1 | 1 | Total heat demand in baseline | Energy Use Intensity (EUI) or thousand BTU per square foot per year [kBtu/ft2 per yr] |  | 0 | [8 empty] | Total heat demand in baseline | Kilowatt hours per square square meter [kWh/m²*a] | 149.04 | 149.04 |  |  |  |  | City of Helsinki Public Works Department, Kaupungin omistamien rakennusten energiankulutustiedot (2014) | 2014 | Example City | Calculated from statistics | City-owned buildings only. Includes spaces that are heated. Calculated by total area. | Gesamt Wärmebedarf | Kilowatt stunden pro Quadratmeter pro Jahr (kWh/m2*a) |  | 0 | [8 empty] | Total heat demand in baseline | Kilowatt hours per square square meter [kWh/m²*a] |  | 0 | [8 empty] | Total heat demand in baseline | Kilowatt hours per square square meter [kWh/m²*a] |  | 0 | [8 empty] | Total heat demand in baseline | Kilowatt hours per square square meter [kWh/m²*a] |  | 0
2759 |  |  | Share of baseline heat demand due to losses through | [21 empty] | Share of baseline heat demand due to losses through |  | 0% | 0% | 0% | 0% | 0% | [5 empty] | Share of baseline heat demand due to losses through |  | 0% | 0% | 0% | 0% |  | 0% | [5 empty] | Anteil Wärmebedarf durch Verluste von |  | 0% | 0% | 0% | 0% | 0% | [5 empty] | Share of baseline heat demand due to losses through |  | 0% | 0% | 0% | 0% | 0% | [5 empty] | Share of baseline heat demand due to losses through |  | 0% | 0% | 0% | 0% | 0% | [5 empty] | Share of baseline heat demand due to losses through |  | 0% | 0% | 0% | 0% | 0%
2760 | BA28_NR_Public_Event_,_Fairs_&_Entertainment | b_de_he_le_bl_sh_nr_pe | Infiltration | Percent [0 to 100%] |  |  |  |  | 0% | 0% | 0% | 0% | 0% | [5 empty] | 1 | 1 | 1 | 1 | 1 | 1 | Infiltration | Percent [0 to 100%] |  | 0% | [8 empty] | Infiltration | Percent [0 to 100%] |  | 0% | [9 empty] | Infiltration | Prozent [0 bis 100%] |  | 0% | [8 empty] | Infiltration | Percent [0 to 100%] |  | 0% | [8 empty] | Infiltration | Percent [0 to 100%] |  | 0% | [8 empty] | Infiltration | Percent [0 to 100%] |  | 0%
2761 | BA28_NR_Public_Event_,_Fairs_&_Entertainment | b_de_he_ve_bl_sh_nr_pe | Ventilation | Percent [0 to 100%] |  |  |  |  | 0% | 0% | 0% | 0% | 0% | [5 empty] | 1 | 1 | 1 | 1 | 1 | 1 | Ventilation | Percent [0 to 100%] |  | 0% | [8 empty] | Ventilation | Percent [0 to 100%] |  | 0% | [9 empty] | Lüftung | Prozent [0 bis 100%] |  | 0% | [8 empty] | Ventilation | Percent [0 to 100%] |  | 0% | [8 empty] | Ventilation | Percent [0 to 100%] |  | 0% | [8 empty] | Ventilation | Percent [0 to 100%] |  | 0%
2762 | BA28_NR_Public_Event_,_Fairs_&_Entertainment | b_de_he_wa_bl_sh_nr_pe | Walls | Percent [0 to 100%] |  |  |  |  | 0% | 0% | 0% | 0% | 0% | [5 empty] | 1 | 1 | 1 | 1 | 1 | 1 | Walls | Percent [0 to 100%] |  | 0% | [8 empty] | Walls | Percent [0 to 100%] |  | 0% | [9 empty] | Wand | Prozent [0 bis 100%] |  | 0% | [8 empty] | Walls | Percent [0 to 100%] |  | 0% | [8 empty] | Walls | Percent [0 to 100%] |  | 0% | [8 empty] | Walls | Percent [0 to 100%] |  | 0%
2763 | BA28_NR_Public_Event_,_Fairs_&_Entertainment | b_de_he_wi_bl_sh_nr_pe | Windows | Percent [0 to 100%] |  |  |  |  | 0% | 0% | 0% | 0% | 0% | [5 empty] | 1 | 1 | 1 | 1 | 1 | 1 | Windows | Percent [0 to 100%] |  | 0% | [8 empty] | Windows | Percent [0 to 100%] |  | 0% | [9 empty] | Fenster | Prozent [0 bis 100%] |  | 0% | [8 empty] | Windows | Percent [0 to 100%] |  | 0% | [8 empty] | Windows | Percent [0 to 100%] |  | 0% | [8 empty] | Windows | Percent [0 to 100%] |  | 0%
2764 | BA28_NR_Public_Event_,_Fairs_&_Entertainment | b_de_he_fl_bl_sh_nr_pe | Floors | Percent [0 to 100%] |  |  |  |  | 0% | 0% | 0% | 0% | 0% | [5 empty] | 1 | 1 | 1 | 1 | 1 | 1 | Floors | Percent [0 to 100%] |  | 0% | [8 empty] | Floors | Percent [0 to 100%] |  | 0% | [9 empty] | Boden | Prozent [0 bis 100%] |  | 0% | [8 empty] | Floors | Percent [0 to 100%] |  | 0% | [8 empty] | Floors | Percent [0 to 100%] |  | 0% | [8 empty] | Floors | Percent [0 to 100%] |  | 0%
2765 | BA28_NR_Public_Event_,_Fairs_&_Entertainment | b_de_he_ro_bl_sh_nr_pe | Roofs | Percent [0 to 100%] |  |  |  |  | 0% | 0% | 0% | 0% | 0% | [5 empty] | 1 | 1 | 1 | 1 | 1 | 1 | Roofs | Percent [0 to 100%] |  | 0% | [8 empty] | Roofs | Percent [0 to 100%] |  | 0% | [9 empty] | Dach | Prozent [0 bis 100%] |  | 0% | [8 empty] | Roofs | Percent [0 to 100%] |  | 0% | [8 empty] | Roofs | Percent [0 to 100%] |  | 0% | [8 empty] | Roofs | Percent [0 to 100%] |  | 0%
2766 | BA28_NR_Public_Event_,_Fairs_&_Entertainment | b_de_he_ot_bl_sh_nr_pe | Other | Percent [0 to 100%] |  |  |  |  | 0% | 0% | 0% | 0% | 0% | [5 empty] | 1 | 1 | 1 | 1 | 1 | 1 | Other | Percent [0 to 100%] |  | 0% | [8 empty] | Other | Percent [0 to 100%] |  | 0% | [9 empty] | Andere | Prozent [0 bis 100%] |  | 0% | [8 empty] | Other | Percent [0 to 100%] |  | 0% | [8 empty] | Other | Percent [0 to 100%] |  | 0% | [8 empty] | Other | Percent [0 to 100%] |  | 0%
2767 | BA28_NR_Public_Event_,_Fairs_&_Entertainment | b_de_he_ww_bl_sh_nr_pe | Share of heat demand for warm water in baseline | Percent [0 to 100%] |  |  |  |  | 0% | 0% | 0% | 0% | 0% | [5 empty] | 1 | 1 | 1 | 1 | 1 | 1 | Share of heat demand for warm water in baseline | Percent [0 to 100%] |  | 0% | [8 empty] | Share of heat demand for warm water in baseline | Percent [0 to 100%] |  | 0% | [9 empty] | Anteil Wärmebedarf für Warmwasser | Prozent [0 bis 100%] |  | 0% | [8 empty] | Share of heat demand for warm water in baseline | Percent [0 to 100%] |  | 0% | [8 empty] | Share of heat demand for warm water in baseline | Percent [0 to 100%] |  | 0% | [8 empty] | Share of heat demand for warm water in baseline | Percent [0 to 100%] |  | 0%
2768 |  |  | BAU annual efficiency increase, decreasing thermal losses through | [21 empty] | BAU annual efficiency increase, decreasing thermal losses through | [11 empty] | BAU annual efficiency increase, decreasing thermal losses through | [12 empty] | Jährliche Effizienzverbesserung/verschlechterung [-100 to 100%], des Wärmebedarfs durch | [11 empty] | BAU annual efficiency increase, decreasing thermal losses through | [11 empty] | BAU annual efficiency increase, decreasing thermal losses through | [11 empty] | BAU annual efficiency increase, decreasing thermal losses through
2769 | BA28_NR_Public_Event_,_Fairs_&_Entertainment | b_de_he_le_ei_nr_pe | Infiltration | Percent [-100 to 100%] |  |  |  |  | 0% | 0% | 0% | 0% | 0% | [5 empty] | 1 | 1 | 1 | 1 | 1 | 1 | Infiltration | Percent [-100 to 100%] |  | 0% | [8 empty] | Infiltration | Percent [-100 to 100%] |  | 0% | [9 empty] | Infiltration | Prozent [-100 bis 100%] |  | 0% | [8 empty] | Infiltration | Percent [-100 to 100%] |  | 0% | [8 empty] | Infiltration | Percent [-100 to 100%] |  | 0% | [8 empty] | Infiltration | Percent [-100 to 100%] |  | 0%
2770 | BA28_NR_Public_Event_,_Fairs_&_Entertainment | b_de_he_ve_ei_nr_pe | Ventilation | Percent [-100 to 100%] |  |  |  |  | 0% | 0% | 0% | 0% | 0% | [5 empty] | 1 | 1 | 1 | 1 | 1 | 1 | Ventilation | Percent [-100 to 100%] |  | 0% | [8 empty] | Ventilation | Percent [-100 to 100%] |  | 0% | [9 empty] | Lüftung | Prozent [-100 bis 100%] |  | 0% | [8 empty] | Ventilation | Percent [-100 to 100%] |  | 0% | [8 empty] | Ventilation | Percent [-100 to 100%] |  | 0% | [8 empty] | Ventilation | Percent [-100 to 100%] |  | 0%
2771 | BA28_NR_Public_Event_,_Fairs_&_Entertainment | b_de_he_fl_ei_nr_pe | Floors | Percent [-100 to 100%] |  |  |  |  | 0% | 0% | 0% | 0% | 0% | [5 empty] | 1 | 1 | 1 | 1 | 1 | 1 | Floors | Percent [-100 to 100%] |  | 0% | [8 empty] | Floors | Percent [-100 to 100%] |  | 0% | [9 empty] | Boden | Prozent [-100 bis 100%] |  | 0% | [8 empty] | Floors | Percent [-100 to 100%] |  | 0% | [8 empty] | Floors | Percent [-100 to 100%] |  | 0% | [8 empty] | Floors | Percent [-100 to 100%] |  | 0%
2772 | BA28_NR_Public_Event_,_Fairs_&_Entertainment | b_de_he_ro_ei_nr_pe | Roofs | Percent [-100 to 100%] |  |  |  |  | 0% | 0% | 0% | 0% | 0% | [5 empty] | 1 | 1 | 1 | 1 | 1 | 1 | Roofs | Percent [-100 to 100%] |  | 0% | [8 empty] | Roofs | Percent [-100 to 100%] |  | 0% | [9 empty] | Dach | Prozent [-100 bis 100%] |  | 0% | [8 empty] | Roofs | Percent [-100 to 100%] |  | 0% | [8 empty] | Roofs | Percent [-100 to 100%] |  | 0% | [8 empty] | Roofs | Percent [-100 to 100%] |  | 0%
2773 | BA28_NR_Public_Event_,_Fairs_&_Entertainment | b_de_he_ot_ei_nr_pe | Other reasons | Percent [-100 to 100%] |  |  |  |  | 0% | 0% | 0% | 0% | 0% | [5 empty] | 1 | 1 | 1 | 1 | 1 | 1 | Other reasons | Percent [-100 to 100%] |  | 0% | [8 empty] | Other reasons | Percent [-100 to 100%] |  | 0% | [9 empty] | Andere | Prozent [-100 bis 100%] |  | 0% | [8 empty] | Other reasons | Percent [-100 to 100%] |  | 0% | [8 empty] | Other reasons | Percent [-100 to 100%] |  | 0% | [8 empty] | Other reasons | Percent [-100 to 100%] |  | 0%
2774 | BA28_NR_Public_Event_,_Fairs_&_Entertainment | b_de_he_ww_ei_nr_pe | BAU annual Efficiency increase, decreasing warm water demand | Percent [-100 to 100%] |  |  |  |  | 0% | 0% | 0% | 0% | 0% | [5 empty] | 1 | 1 | 1 | 1 | 1 | 1 | BAU annual Efficiency increase, decreasing warm water demand | Percent [-100 to 100%] |  | 0% | [8 empty] | BAU annual Efficiency increase, decreasing warm water demand | Percent [-100 to 100%] |  | 0% | [9 empty] | Jährliche Effizienzverbesserung/verschlechtung Warmwasserbedarf | Prozent [-100 bis 100%] |  | 0% | [8 empty] | BAU annual Efficiency increase, decreasing warm water demand | Percent [-100 to 100%] |  | 0% | [8 empty] | BAU annual Efficiency increase, decreasing warm water demand | Percent [-100 to 100%] |  | 0% | [8 empty] | BAU annual Efficiency increase, decreasing warm water demand | Percent [-100 to 100%] |  | 0%
2775
2776 | Lever specific parameter |  | Lever specific parameter | [21 empty] | Lever specific parameter | [11 empty] | Lever specific parameter | [12 empty] | Hebel spezifische Parameter | [11 empty] | Lever specific parameter | [11 empty] | Lever specific parameter | [11 empty] | Lever specific parameter
2777 | BA28_NR_Public_Event_,_Fairs_&_Entertainment | b_ra_waa_nr_pe | Ratio of wall area / effective area | Ratio [-] |  |  |  |  | 0 | 0 | 0 | 0 | 0 | [5 empty] | 1 | 1 | 1 | 1 | 1 | 1 | Ratio of wall area / effective area | Ratio [-] |  | 0 | [8 empty] | Ratio of wall area / effective area | Ratio [-] |  | 0 | [9 empty] | Verhältnis zwischen Wandfläche / effektive Fläche | Ratio [-] |  | 0 | [8 empty] | Ratio of wall area / effective area | Ratio [-] |  | 0 | [8 empty] | Ratio of wall area / effective area | Ratio [-] |  | 0 | [8 empty] | Ratio of wall area / effective area | Ratio [-] |  | 0
2778 | BA28_NR_Public_Event_,_Fairs_&_Entertainment | b_ra_wwa_nr_pe | Ratio of window/effective area | Ratio [-] |  |  |  |  | 0 | 0 | 0 | 0 | 0 | [5 empty] | 1 | 1 | 1 | 1 | 1 | 1 | Ratio of window/effective area | Ratio [-] |  | 0 | [8 empty] | Ratio of window/effective area | Ratio [-] |  | 0 | [9 empty] | Verhältnis zwischen Fenster/effektive Fläche | Ratio [-] |  | 0 | [8 empty] | Ratio of window/effective area | Ratio [-] |  | 0 | [8 empty] | Ratio of window/effective area | Ratio [-] |  | 0 | [8 empty] | Ratio of window/effective area | Ratio [-] |  | 0
2779 | BA28_NR_Public_Event_,_Fairs_&_Entertainment | b_gl_uv_wi_bl_nr_pe | U-value of windows in baseline (R=1/U) | U Value [Watts/square meter Kelvin] [W/m²*K] |  |  |  |  | 0 | 0 | 0 | 0 | 0 | [5 empty] | 5.6783 | 1 | 1 | 1 | 1 | 1 | U-value of windows in baseline (R=1/U) | Btu per square foot per degree Farenheit per hour [Btu/ft2*0F*h] |  | 0 | [8 empty] | U-value of windows in baseline (R=1/U) | U Value [Watts/square meter Kelvin] [W/m²*K] |  | 0 | [9 empty] | U-value Fenster (R=1/U) | U Value [Watts/square meter Kelvin] [W/m²*K] |  | 0 | [8 empty] | U-value of windows in baseline (R=1/U) | U Value [Watts/square meter Kelvin] [W/m²*K] |  | 0 | [8 empty] | U-value of windows in baseline (R=1/U) | U Value [Watts/square meter Kelvin] [W/m²*K] |  | 0 | [8 empty] | U-value of windows in baseline (R=1/U) | U Value [Watts/square meter Kelvin] [W/m²*K] |  | 0
2780 | BA28_NR_Public_Event_,_Fairs_&_Entertainment | b_gl_gv_wi_bl_nr_pe | Solar heat gain coefficient "G-Value" of windows in baseline | Percent [0 to 100%] |  |  |  |  | 0% | 0% | 0% | 0% | 0% | [5 empty] | 1 | 1 | 1 | 1 | 1 | 1 | Solar heat gain coefficient "G-Value" of windows in baseline | Percent [0 to 100%] |  | 0% | [8 empty] | Solar heat gain coefficient "G-Value" of windows in baseline | Percent [0 to 100%] |  | 0% | [9 empty] | Solar Wärmezuwachskoeffizient "G-Value" Fenster | Prozent [0 bis 100%] |  | 0% | [8 empty] | Solar heat gain coefficient "G-Value" of windows in baseline | Percent [0 to 100%] |  | 0% | [8 empty] | Solar heat gain coefficient "G-Value" of windows in baseline | Percent [0 to 100%] |  | 0% | [8 empty] | Solar heat gain coefficient "G-Value" of windows in baseline | Percent [0 to 100%] |  | 0%
2781 | BA28_NR_Public_Event_,_Fairs_&_Entertainment | b_gl_gv_wi_ei_nr_pe | BAU annual efficiency increase of G-value of windows | Percent [-100 to 100%] |  |  |  |  | 0% | 0% | 0% | 0% | 0% | [5 empty] | 1 | 1 | 1 | 1 | 1 | 1 | BAU annual efficiency increase of G-value of windows | Percent [-100 to 100%] |  | 0% | [8 empty] | BAU annual efficiency increase of G-value of windows | Percent [-100 to 100%] |  | 0% | [9 empty] | Jährliche Effizienzsteigerung G-value Fenster | Prozent [-100 bis 100%] |  | 0% | [8 empty] | BAU annual efficiency increase of G-value of windows | Percent [-100 to 100%] |  | 0% | [8 empty] | BAU annual efficiency increase of G-value of windows | Percent [-100 to 100%] |  | 0% | [8 empty] | BAU annual efficiency increase of G-value of windows | Percent [-100 to 100%] |  | 0%
2782 | BA28_NR_Public_Event_,_Fairs_&_Entertainment | b_gl_uv_wi_ei_nr_pe | BAU annual efficiency increase of U-value of windows | Percent [-100 to 100%] |  |  |  |  | 0% | 0% | 0% | 0% | 0% | [5 empty] | 1 | 1 | 1 | 1 | 1 | 1 | BAU annual efficiency increase of U-value of windows | Percent [-100 to 100%] |  | 0% | [8 empty] | BAU annual efficiency increase of U-value of windows | Percent [-100 to 100%] |  | 0% | [9 empty] | Jährliche Effizienzsteigerung U-value Fenster | Prozent [-100 bis 100%] |  | 0% | [8 empty] | BAU annual efficiency increase of U-value of windows | Percent [-100 to 100%] |  | 0% | [8 empty] | BAU annual efficiency increase of U-value of windows | Percent [-100 to 100%] |  | 0% | [8 empty] | BAU annual efficiency increase of U-value of windows | Percent [-100 to 100%] |  | 0%
2783 | BA28_NR_Public_Event_,_Fairs_&_Entertainment | b_wi_uv_wa_bl_nr_pe | U-value of building walls in baseline (R=1/U) | U Value [Watts/square meter Kelvin] [W/m²*K] |  |  |  |  | 0 | 0 | 0 | 0 | 0 | [5 empty] | 5.6783 | 1 | 1 | 1 | 1 | 1 | U-value of building walls in baseline (R=1/U) | Btu per square foot per degree Farenheit per hour [Btu/ft2*0F*h] |  | 0 | [8 empty] | U-value of building walls in baseline (R=1/U) | U Value [Watts/square meter Kelvin] [W/m²*K] |  | 0 | [9 empty] | U-value Gebäude Wand (R=1/U) | U Value [Watts/square meter Kelvin] [W/m²*K] |  | 0 | [8 empty] | U-value of building walls in baseline (R=1/U) | U Value [Watts/square meter Kelvin] [W/m²*K] |  | 0 | [8 empty] | U-value of building walls in baseline (R=1/U) | U Value [Watts/square meter Kelvin] [W/m²*K] |  | 0 | [8 empty] | U-value of building walls in baseline (R=1/U) | U Value [Watts/square meter Kelvin] [W/m²*K] |  | 0
2784 |  |  | Average run time per year of | [21 empty] | Average run time per year of | [11 empty] | Average run time per year of | [12 empty] | Durchschnittliche Betriebszeit pro Jahr von | [11 empty] | Average run time per year of | [11 empty] | Average run time per year of | [11 empty] | Average run time per year of
2785 | BA28_NR_Public_Event_,_Fairs_&_Entertainment | b_li_rt_cf_nr_pe | Compact fluorescent lamps | Hours per year [h/a] |  |  |  |  | 0 | 0 | 0 | 0 | 0 | [5 empty] | 1 | 1 | 1 | 1 | 1 | 1 | Compact fluorescent lamps | Hours per year [h/a] |  | 0 | [8 empty] | Compact fluorescent lamps | Hours per year [h/a] |  | 0 | [9 empty] | KompaktLeuchtstofflampe | Stunden pro year [h/a] |  | 0 | [8 empty] | Compact fluorescent lamps | Hours per year [h/a] |  | 0 | [8 empty] | Compact fluorescent lamps | Hours per year [h/a] |  | 0 | [8 empty] | Compact fluorescent lamps | Hours per year [h/a] |  | 0
2786 | BA28_NR_Public_Event_,_Fairs_&_Entertainment | b_li_rt_fl_nr_pe | Fluorescent lamps | Hours per year [h/a] |  |  |  |  | 0 | 0 | 0 | 0 | 0 | [5 empty] | 1 | 1 | 1 | 1 | 1 | 1 | Fluorescent lamps | Hours per year [h/a] |  | 0 | [8 empty] | Fluorescent lamps | Hours per year [h/a] |  | 0 | [9 empty] | Leuchtstofflampe | Stunden pro year [h/a] |  | 0 | [8 empty] | Fluorescent lamps | Hours per year [h/a] |  | 0 | [8 empty] | Fluorescent lamps | Hours per year [h/a] |  | 0 | [8 empty] | Fluorescent lamps | Hours per year [h/a] |  | 0
2787 | BA28_NR_Public_Event_,_Fairs_&_Entertainment | b_li_rt_haL_nr_pe | Low voltage halogen lamps | Hours per year [h/a] |  |  |  |  | 0 | 0 | 0 | 0 | 0 | [5 empty] | 1 | 1 | 1 | 1 | 1 | 1 | Low voltage halogen lamps | Hours per year [h/a] |  | 0 | [8 empty] | Low voltage halogen lamps | Hours per year [h/a] |  | 0 | [9 empty] | Niederspannungshalogen Lampe | Stunden pro year [h/a] |  | 0 | [8 empty] | Low voltage halogen lamps | Hours per year [h/a] |  | 0 | [8 empty] | Low voltage halogen lamps | Hours per year [h/a] |  | 0 | [8 empty] | Low voltage halogen lamps | Hours per year [h/a] |  | 0
2788 | BA28_NR_Public_Event_,_Fairs_&_Entertainment | b_li_rt_haM_nr_pe | Medium voltage halogen lamps | Hours per year [h/a] |  |  |  |  | 0 | 0 | 0 | 0 | 0 | [5 empty] | 1 | 1 | 1 | 1 | 1 | 1 | Medium voltage halogen lamps | Hours per year [h/a] |  | 0 | [8 empty] | Medium voltage halogen lamps | Hours per year [h/a] |  | 0 | [9 empty] | mittelspannungshalogen Lampe | Stunden pro year [h/a] |  | 0 | [8 empty] | Medium voltage halogen lamps | Hours per year [h/a] |  | 0 | [8 empty] | Medium voltage halogen lamps | Hours per year [h/a] |  | 0 | [8 empty] | Medium voltage halogen lamps | Hours per year [h/a] |  | 0
2789 | BA28_NR_Public_Event_,_Fairs_&_Entertainment | b_li_rt_in_nr_pe | Incandescent lamps | Hours per year [h/a] |  |  |  |  | 0 | 0 | 0 | 0 | 0 | [5 empty] | 1 | 1 | 1 | 1 | 1 | 1 | Incandescent lamps | Hours per year [h/a] |  | 0 | [8 empty] | Incandescent lamps | Hours per year [h/a] |  | 0 | [9 empty] | Glühlampe | Stunden pro year [h/a] |  | 0 | [8 empty] | Incandescent lamps | Hours per year [h/a] |  | 0 | [8 empty] | Incandescent lamps | Hours per year [h/a] |  | 0 | [8 empty] | Incandescent lamps | Hours per year [h/a] |  | 0
2790 |  |  | Share of | [21 empty] | Share of |  | 0% | 0% | 0% | 0% | 0% | [5 empty] | Share of |  | 0% | 0% | 0% | 0% |  | 0% | [5 empty] | Anteil of |  | 0% | 0% | 0% | 0% | 0% | [5 empty] | Share of |  | 0% | 0% | 0% | 0% | 0% | [5 empty] | Share of |  | 0% | 0% | 0% | 0% | 0% | [5 empty] | Share of |  | 0% | 0% | 0% | 0% | 0%
2791 | BA28_NR_Public_Event_,_Fairs_&_Entertainment | b_li_sh_in_nr_pe | Incandescent lamps | Percent [0 to 100%] |  |  |  |  | 0% | 0% | 0% | 0% | 0% | [5 empty] | 1 | 1 | 1 | 1 | 1 | 1 | Incandescent lamps | Percent [0 to 100%] |  | 0% | [8 empty] | Incandescent lamps | Percent [0 to 100%] |  | 0% | [9 empty] | Glühlampe | Prozent [0 bis 100%] |  | 0% | [8 empty] | Incandescent lamps | Percent [0 to 100%] |  | 0% | [8 empty] | Incandescent lamps | Percent [0 to 100%] |  | 0% | [8 empty] | Incandescent lamps | Percent [0 to 100%] |  | 0%
2792 | BA28_NR_Public_Event_,_Fairs_&_Entertainment | b_li_sh_cf_nr_pe | Compact fluorescent lamps | Percent [0 to 100%] |  |  |  |  | 0% | 0% | 0% | 0% | 0% | [5 empty] | 1 | 1 | 1 | 1 | 1 | 1 | Compact fluorescent lamps | Percent [0 to 100%] |  | 0% | [8 empty] | Compact fluorescent lamps | Percent [0 to 100%] |  | 0% | [9 empty] | KompaktLeuchtstofflampe | Prozent [0 bis 100%] |  | 0% | [8 empty] | Compact fluorescent lamps | Percent [0 to 100%] |  | 0% | [8 empty] | Compact fluorescent lamps | Percent [0 to 100%] |  | 0% | [8 empty] | Compact fluorescent lamps | Percent [0 to 100%] |  | 0%
2793 | BA28_NR_Public_Event_,_Fairs_&_Entertainment | b_li_sh_fl_nr_pe | Fluorescent lamps | Percent [0 to 100%] |  |  |  |  | 0% | 0% | 0% | 0% | 0% | [5 empty] | 1 | 1 | 1 | 1 | 1 | 1 | Fluorescent lamps | Percent [0 to 100%] |  | 0% | [8 empty] | Fluorescent lamps | Percent [0 to 100%] |  | 0% | [9 empty] | Leuchtstofflampe | Prozent [0 bis 100%] |  | 0% | [8 empty] | Fluorescent lamps | Percent [0 to 100%] |  | 0% | [8 empty] | Fluorescent lamps | Percent [0 to 100%] |  | 0% | [8 empty] | Fluorescent lamps | Percent [0 to 100%] |  | 0%
2794 | BA28_NR_Public_Event_,_Fairs_&_Entertainment | b_li_sh_haL_nr_pe | Low voltage halogen lamps | Percent [0 to 100%] |  |  |  |  | 0% | 0% | 0% | 0% | 0% | [5 empty] | 1 | 1 | 1 | 1 | 1 | 1 | Low voltage halogen lamps | Percent [0 to 100%] |  | 0% | [8 empty] | Low voltage halogen lamps | Percent [0 to 100%] |  | 0% | [9 empty] | Niederspannungshalogen Lampe | Prozent [0 bis 100%] |  | 0% | [8 empty] | Low voltage halogen lamps | Percent [0 to 100%] |  | 0% | [8 empty] | Low voltage halogen lamps | Percent [0 to 100%] |  | 0% | [8 empty] | Low voltage halogen lamps | Percent [0 to 100%] |  | 0%
2795 | BA28_NR_Public_Event_,_Fairs_&_Entertainment | b_li_sh_haM_nr_pe | Medium voltage halogen lamps | Percent [0 to 100%] |  |  |  |  | 0% | 0% | 0% | 0% | 0% | [5 empty] | 1 | 1 | 1 | 1 | 1 | 1 | Medium voltage halogen lamps | Percent [0 to 100%] |  | 0% | [8 empty] | Medium voltage halogen lamps | Percent [0 to 100%] |  | 0% | [9 empty] | mittelspannungshalogen Lampe | Prozent [0 bis 100%] |  | 0% | [8 empty] | Medium voltage halogen lamps | Percent [0 to 100%] |  | 0% | [8 empty] | Medium voltage halogen lamps | Percent [0 to 100%] |  | 0% | [8 empty] | Medium voltage halogen lamps | Percent [0 to 100%] |  | 0%
2796
2797 | Lever existing situation Please enter value of % of total stock with technology already applied to |  | Lever Existing Situation (please enter value of % of total stock) | [21 empty] | Lever Existing Situation (please enter value of % of total stock) | [11 empty] | Lever Existing Situation (please enter value of % of total stock) | [12 empty] | Hebel bereits vorhanden (bitte %Wert angeben bezogen auf Gesamtgebäudebestand) | [11 empty] | Lever Existing Situation (please enter value of % of total stock) | [11 empty] | Lever Existing Situation (please enter value of % of total stock) | [11 empty] | Lever Existing Situation (please enter value of % of total stock)
2798 |  |  | Share of | [21 empty] | Share of | [11 empty] | Share of | [12 empty] | Anteil of | [11 empty] | Share of |  | 0% | 0% | 0% | 0% | 0% | [5 empty] | Share of | [11 empty] | Share of
2799 | BA28_NR_Public_Event_,_Fairs_&_Entertainment | b_wi_sh_nr_pe | buildings with wall insulation | Percent [0 to 100%] |  |  |  |  | 0% | 0% | 0% | 0% | 0% | [5 empty] | 1 | 1 | 1 | 1 | 1 | 1 | buildings with wall insulation | Percent [0 to 100%] |  | 0% | [8 empty] | buildings with wall insulation | Percent [0 to 100%] |  | 0% | [9 empty] | Gebäude mit Wandisolierung | Prozent [0 bis 100%] |  | 0% | [8 empty] | buildings with wall insulation | Percent [0 to 100%] |  | 0% | [8 empty] | buildings with wall insulation | Percent [0 to 100%] |  | 0% | [8 empty] | buildings with wall insulation | Percent [0 to 100%] |  | 0%
2800 | BA28_NR_Public_Event_,_Fairs_&_Entertainment | b_gl_sh_nr_pe | buildings with high efficient glazing | Percent [0 to 100%] |  |  |  |  | 0% | 0% | 0% | 0% | 0% | [5 empty] | 1 | 1 | 1 | 1 | 1 | 1 | buildings with high efficient glazing | Percent [0 to 100%] |  | 0% | [8 empty] | buildings with high efficient glazing | Percent [0 to 100%] |  | 0% | [9 empty] | Gebäude mit effiziente Verglasung | Prozent [0 bis 100%] |  | 0% | [8 empty] | buildings with high efficient glazing | Percent [0 to 100%] |  | 0% | [8 empty] | buildings with high efficient glazing | Percent [0 to 100%] |  | 0% | [8 empty] | buildings with high efficient glazing | Percent [0 to 100%] |  | 0%
2801 | BA28_NR_Public_Event_,_Fairs_&_Entertainment | b_li_sh_nr_pe | buildings with efficient lighting in baseline | Percent [0 to 100%] |  |  |  |  | 0% | 0% | 0% | 0% | 0% | [5 empty] | 1 | 1 | 1 | 1 | 1 | 1 | buildings with efficient lighting in baseline | Percent [0 to 100%] |  | 0% | [8 empty] | buildings with efficient lighting in baseline | Percent [0 to 100%] |  | 0% | [9 empty] | Gebäude mit effiziente Beleuchtung | Prozent [0 bis 100%] |  | 0% | [8 empty] | buildings with efficient lighting in baseline | Percent [0 to 100%] |  | 0% | [8 empty] | buildings with efficient lighting in baseline | Percent [0 to 100%] |  | 0% | [8 empty] | buildings with efficient lighting in baseline | Percent [0 to 100%] |  | 0%
2802 | BA28_NR_Public_Event_,_Fairs_&_Entertainment | b_dol_sh_nr_pe | buildings with demand oriented lighting | Percent [0 to 100%] |  |  |  |  | 0% | 0% | 0% | 0% | 0% | [5 empty] | 1 | 1 | 1 | 1 | 1 | 1 | buildings with demand oriented lighting | Percent [0 to 100%] |  | 0% | [8 empty] | buildings with demand oriented lighting | Percent [0 to 100%] |  | 0% | [9 empty] | Gebäude mit bedarfsorientierte Beleuchtung | Prozent [0 bis 100%] |  | 0% | [8 empty] | buildings with demand oriented lighting | Percent [0 to 100%] |  | 0% | [8 empty] | buildings with demand oriented lighting | Percent [0 to 100%] |  | 0% | [8 empty] | buildings with demand oriented lighting | Percent [0 to 100%] |  | 0%
2803 | BA28_NR_Public_Event_,_Fairs_&_Entertainment | b_bem_sh_nr_pe | buildings with Building Efficiency Monitoring | Percent [0 to 100%] |  |  |  |  | 0% | 0% | 0% | 0% | 0% | [5 empty] | 1 | 1 | 1 | 1 | 1 | 1 | buildings with Building Efficiency Monitoring | Percent [0 to 100%] |  | 0% | [8 empty] | buildings with Building Efficiency Monitoring | Percent [0 to 100%] |  | 0% | [9 empty] | Gebäude mit Gebäudeeffizienzüberwachung | Prozent [0 bis 100%] |  | 0% | [8 empty] | buildings with Building Efficiency Monitoring | Percent [0 to 100%] |  | 0% | [8 empty] | buildings with Building Efficiency Monitoring | Percent [0 to 100%] |  | 0% | [8 empty] | buildings with Building Efficiency Monitoring | Percent [0 to 100%] |  | 0%
2804 | BA28_NR_Public_Event_,_Fairs_&_Entertainment | b_brm_sh_nr_pe | buildings with Building Remote Monitoring | Percent [0 to 100%] |  |  |  |  | 0% | 0% | 0% | 0% | 0% | [5 empty] | 1 | 1 | 1 | 1 | 1 | 1 | buildings with Building Remote Monitoring | Percent [0 to 100%] |  | 0% | [8 empty] | buildings with Building Remote Monitoring | Percent [0 to 100%] |  | 0% | [9 empty] | Gebäude mit Gebäudefernüberwachung | Prozent [0 bis 100%] |  | 0% | [8 empty] | buildings with Building Remote Monitoring | Percent [0 to 100%] |  | 0% | [8 empty] | buildings with Building Remote Monitoring | Percent [0 to 100%] |  | 0% | [8 empty] | buildings with Building Remote Monitoring | Percent [0 to 100%] |  | 0%
2805 | BA28_NR_Public_Event_,_Fairs_&_Entertainment | b_bpo_sh_nr_pe | buildings with Building Performance Optimization | Percent [0 to 100%] |  |  |  |  | 0% | 0% | 0% | 0% | 0% | [5 empty] | 1 | 1 | 1 | 1 | 1 | 1 | buildings with Building Performance Optimization | Percent [0 to 100%] |  | 0% | [8 empty] | buildings with Building Performance Optimization | Percent [0 to 100%] |  | 0% | [9 empty] | Gebäude mit Gebäudeleistungsoptimierung | Prozent [0 bis 100%] |  | 0% | [8 empty] | buildings with Building Performance Optimization | Percent [0 to 100%] |  | 0% | [8 empty] | buildings with Building Performance Optimization | Percent [0 to 100%] |  | 0% | [8 empty] | buildings with Building Performance Optimization | Percent [0 to 100%] |  | 0%
2806 | BA28_NR_Public_Event_,_Fairs_&_Entertainment | b_dcv_sh_nr_pe | buildings with Demand controlled ventilation | Percent [0 to 100%] |  |  |  |  | 0% | 0% | 0% | 0% | 0% | [5 empty] | 1 | 1 | 1 | 1 | 1 | 1 | buildings with Demand controlled ventilation | Percent [0 to 100%] |  | 0% | [8 empty] | buildings with Demand controlled ventilation | Percent [0 to 100%] |  | 0% | [9 empty] | Gebäude mit bedarfsgesteuerte Lüftung | Prozent [0 bis 100%] |  | 0% | [8 empty] | buildings with Demand controlled ventilation | Percent [0 to 100%] |  | 0% | [8 empty] | buildings with Demand controlled ventilation | Percent [0 to 100%] |  | 0% | [8 empty] | buildings with Demand controlled ventilation | Percent [0 to 100%] |  | 0%
2807 | BA28_NR_Public_Event_,_Fairs_&_Entertainment | b_hcr_sh_nr_pe | buildings with Heat and Cold Recovery in ventilation | Percent [0 to 100%] |  |  |  |  | 0% | 0% | 0% | 0% | 0% | [5 empty] | 1 | 1 | 1 | 1 | 1 | 1 | buildings with Heat and Cold Recovery in ventilation | Percent [0 to 100%] |  | 0% | [8 empty] | buildings with Heat and Cold Recovery in ventilation | Percent [0 to 100%] |  | 0% | [9 empty] | Gebäude mit Wärme und Kälterückgewinnung in Lüftung | Prozent [0 bis 100%] |  | 0% | [8 empty] | buildings with Heat and Cold Recovery in ventilation | Percent [0 to 100%] |  | 0% | [8 empty] | buildings with Heat and Cold Recovery in ventilation | Percent [0 to 100%] |  | 0% | [8 empty] | buildings with Heat and Cold Recovery in ventilation | Percent [0 to 100%] |  | 0%
2808 | BA28_NR_Public_Event_,_Fairs_&_Entertainment | b_em_sh_nr_pe | buildings with Efficient Motors | Percent [0 to 100%] |  |  |  |  | 0% | 0% | 0% | 0% | 0% | [5 empty] | 1 | 1 | 1 | 1 | 1 | 1 | buildings with Efficient Motors | Percent [0 to 100%] |  | 0% | [8 empty] | buildings with Efficient Motors | Percent [0 to 100%] |  | 0% | [9 empty] | Gebäude mit effizienten Motoren | Prozent [0 bis 100%] |  | 0% | [8 empty] | buildings with Efficient Motors | Percent [0 to 100%] |  | 0% | [8 empty] | buildings with Efficient Motors | Percent [0 to 100%] |  | 0% | [8 empty] | buildings with Efficient Motors | Percent [0 to 100%] |  | 0%
2809 | BA28_NR_Public_Event_,_Fairs_&_Entertainment | b_bac_sh_nr_pe | buildings with Building Automation BACS Class C | Percent [0 to 100%] |  |  |  |  | 0% | 0% | 0% | 0% | 0% | [5 empty] | 1 | 1 | 1 | 1 | 1 | 1 | buildings with Building Automation BACS Class C | Percent [0 to 100%] |  | 0% | [8 empty] | buildings with Building Automation BACS Class C | Percent [0 to 100%] |  | 0% | [9 empty] | Gebäude mit Gebäudeautomatisierung Klasse C | Prozent [0 bis 100%] |  | 0% | [8 empty] | buildings with Building Automation BACS Class C | Percent [0 to 100%] |  | 0% | [8 empty] | buildings with Building Automation BACS Class C | Percent [0 to 100%] |  | 0% | [8 empty] | buildings with Building Automation BACS Class C | Percent [0 to 100%] |  | 0%
2810 | BA28_NR_Public_Event_,_Fairs_&_Entertainment | b_bab_sh_nr_pe | buildings with Building Automation BACS Class B | Percent [0 to 100%] |  |  |  |  | 0% | 0% | 0% | 0% | 0% | [5 empty] | 1 | 1 | 1 | 1 | 1 | 1 | buildings with Building Automation BACS Class B | Percent [0 to 100%] |  | 0% | [8 empty] | buildings with Building Automation BACS Class B | Percent [0 to 100%] |  | 0% | [9 empty] | Gebäude mit Gebäudeautomatisierung Klasse B | Prozent [0 bis 100%] |  | 0% | [8 empty] | buildings with Building Automation BACS Class B | Percent [0 to 100%] |  | 0% | [8 empty] | buildings with Building Automation BACS Class B | Percent [0 to 100%] |  | 0% | [8 empty] | buildings with Building Automation BACS Class B | Percent [0 to 100%] |  | 0%
2811 | BA28_NR_Public_Event_,_Fairs_&_Entertainment | b_baa_sh_nr_pe | buildings with Building Automation BACS Class A | Percent [0 to 100%] |  |  |  |  | 0% | 0% | 0% | 0% | 0% | [5 empty] | 1 | 1 | 1 | 1 | 1 | 1 | buildings with Building Automation BACS Class A | Percent [0 to 100%] |  | 0% | [8 empty] | buildings with Building Automation BACS Class A | Percent [0 to 100%] |  | 0% | [9 empty] | Gebäude mit Gebäudeautomatisierung Klasse A | Prozent [0 bis 100%] |  | 0% | [8 empty] | buildings with Building Automation BACS Class A | Percent [0 to 100%] |  | 0% | [8 empty] | buildings with Building Automation BACS Class A | Percent [0 to 100%] |  | 0% | [8 empty] | buildings with Building Automation BACS Class A | Percent [0 to 100%] |  | 0%
2812 | BA28_NR_Public_Event_,_Fairs_&_Entertainment | b_rac_sh_nr_pe | buildings with Room Automation HVAC | Percent [0 to 100%] |  |  |  |  | 0% | 0% | 0% | 0% | 0% | [5 empty] | 1 | 1 | 1 | 1 | 1 | 1 | buildings with Room Automation HVAC | Percent [0 to 100%] |  | 0% | [8 empty] | buildings with Room Automation HVAC | Percent [0 to 100%] |  | 0% | [9 empty] | Gebäude mit Raumautomatisierung Heizung/Lüftung/Klima | Prozent [0 bis 100%] |  | 0% | [8 empty] | buildings with Room Automation HVAC | Percent [0 to 100%] |  | 0% | [8 empty] | buildings with Room Automation HVAC | Percent [0 to 100%] |  | 0% | [8 empty] | buildings with Room Automation HVAC | Percent [0 to 100%] |  | 0%
2813 | BA28_NR_Public_Event_,_Fairs_&_Entertainment | b_rab_sh_nr_pe | buildings with Room Automation HVAC + lighting | Percent [0 to 100%] |  |  |  |  | 0% | 0% | 0% | 0% | 0% | [5 empty] | 1 | 1 | 1 | 1 | 1 | 1 | buildings with Room Automation HVAC + lighting | Percent [0 to 100%] |  | 0% | [8 empty] | buildings with Room Automation HVAC + lighting | Percent [0 to 100%] |  | 0% | [9 empty] | Gebäude mit Raumautomatisierung Heizung/Lüftung/Klima/Beleuchtung | Prozent [0 bis 100%] |  | 0% | [8 empty] | buildings with Room Automation HVAC + lighting | Percent [0 to 100%] |  | 0% | [8 empty] | buildings with Room Automation HVAC + lighting | Percent [0 to 100%] |  | 0% | [8 empty] | buildings with Room Automation HVAC + lighting | Percent [0 to 100%] |  | 0%
2814 | BA28_NR_Public_Event_,_Fairs_&_Entertainment | b_raa_sh_nr_pe | buildings with Building Automation HVAC + lighting + blinds | Percent [0 to 100%] |  |  |  |  | 0% | 0% | 0% | 0% | 0% | [5 empty] | 1 | 1 | 1 | 1 | 1 | 1 | buildings with Building Automation HVAC + lighting + blinds | Percent [0 to 100%] |  | 0% | [8 empty] | buildings with Building Automation HVAC + lighting + blinds | Percent [0 to 100%] |  | 0% | [9 empty] | Gebäude mit Raumautomatisierung Heizung/Lüftung/Klima/Beleuchtung/Verschattung | Prozent [0 bis 100%] |  | 0% | [8 empty] | buildings with Building Automation HVAC + lighting + blinds | Percent [0 to 100%] |  | 0% | [8 empty] | buildings with Building Automation HVAC + lighting + blinds | Percent [0 to 100%] |  | 0% | [8 empty] | buildings with Building Automation HVAC + lighting + blinds | Percent [0 to 100%] |  | 0%
2815
2816
2817
2818
2819
2820
2821
2822
2823
2824
2825
2826
2827
2828
2829
2830
2831
2832
2833
2834
2835
2836
2837
2838
2839
2840
2841
2842
2843
2844
2845
2846
2847
2848
2849
2850
2851
2852
2853
2854
2855
2856
2857
2858
2859
2860
2861
2862
2863
2864
2865
2866
2867
2868
2869
2870
2871
2872
2873
2874
2875
2876
2877
2878
2879
2880
2881
2882
2883
2884
2885
2886
2887
2888
2889
2890
2891
2892
2893
2894
2895
2896
2897
2898
2899
2900
No transfer to summary below this line
Note on K20: Same as initial baseline data, if there is no forcast of today available in the source.
Note on W20: Same as initial baseline data, if there is no forcast of today available in the source.

## 6.9_Input data center
2901 | Project | Project: | Master | [15 empty] | Conversion factors | [5 empty] | US Template | [11 empty] | International English Template | [12 empty] | German Template | [11 empty] | Chinese Template | [11 empty] | Spanish Template | [11 empty] | French Template
2902 |  | City Data: | CYPT | [21 empty] | CYPT | [11 empty] | CYPT | [12 empty] | CYPT | [11 empty] | CYPT | [11 empty] | CYPT | [11 empty] | CYPT
2903 | Legend: |  | Helsinki | [21 empty] | <Input for city name> | [11 empty] | Helsinki | [12 empty] | Helsinki | [11 empty] | Helsinki | [11 empty] | Helsinki | [11 empty] | Helsinki
2904
2905 |  |  | Overview current sheet | [21 empty] | Overview current sheet | [11 empty] | Overview current sheet | [12 empty] | Überblick der Seite | [11 empty] | Overview current sheet | [11 empty] | Overview current sheet | [11 empty] | Overview current sheet
2906 |  |  | shall be reported | [21 empty] | shall be reported | [11 empty] | shall be reported | [12 empty] | Eingabe erfürderlich | [11 empty] | shall be reported | [11 empty] | shall be reported | [11 empty] | shall be reported
2907 |  |  | Alternative if necessary value not available, orange becomes necessary | [21 empty] | Alternative if necessary value not available, orange becomes necessary | [11 empty] | Alternative if necessary value not available, orange becomes necessary | [12 empty] | Alternative Eingabemöglichkeit für vorangegangene Parameter | [11 empty] | Alternative if necessary value not available, orange becomes necessary | [11 empty] | Alternative if necessary value not available, orange becomes necessary | [11 empty] | Alternative if necessary value not available, orange becomes necessary
2908 |  |  | if available, business as usual (according to ongoing activities and action plans in place): if no data forecasts available we take the baseline data for the following years as well | [21 empty] | if available, business as usual (according to ongoing activities and action plans in place): if no data forecasts available we take the baseline data for the following years as well | [11 empty] | if available, business as usual (according to ongoing activities and action plans in place): if no data forecasts available we take the baseline data for the following years as well | [12 empty] | falls verfügbar aus vorhandener Planung, falls keine Daten vorhanden sind, werden die Daten aus dem Basisjahr genommen und ggf. entsprechend des Bedarfs skaliert | [11 empty] | if available, business as usual (according to ongoing activities and action plans in place): if no data forecasts available we take the baseline data for the following years as well | [11 empty] | if available, business as usual (according to ongoing activities and action plans in place): if no data forecasts available we take the baseline data for the following years as well | [11 empty] | if available, business as usual (according to ongoing activities and action plans in place): if no data forecasts available we take the baseline data for the following years as well
2909 |  |  | Automatically interpolated to year today. Can be overwritten (in this case use red letters) | [21 empty] | Automatically interpolated to year today. Can be overwritten (in this case use red letters) | [11 empty] | Automatically interpolated to year today. Can be overwritten (in this case use red letters) | [12 empty] | Automatische Interpolation des aktuellen Jahre, basierend aus Basisjahr und fürtschreibung 2020. Kann überschrieben werden, falls daten vorhanden sind (in diesem Fall Schrift rot verwenden) | [11 empty] | Automatically interpolated to year today. Can be overwritten (in this case use red letters) | [11 empty] | Automatically interpolated to year today. Can be overwritten (in this case use red letters) | [11 empty] | Automatically interpolated to year today. Can be overwritten (in this case use red letters)
2910 |  |  | nice to have Helsinki specific factor otherwise we adapt standard data or other studies | [21 empty] | nice to have <Input for city name> specific factor otherwise we adapt standard data or other studies | [11 empty] | nice to have Helsinki specific factor otherwise we adapt standard data or other studies | [12 empty] | Daten spezifisch für Helsinki wären gut, ansonsten werden Standarddaten, oder andere Studien herangezogen | [11 empty] | nice to have Helsinki specific factor otherwise we adapt standard data or other studies | [11 empty] | nice to have Helsinki specific factor otherwise we adapt standard data or other studies | [11 empty] | nice to have Helsinki specific factor otherwise we adapt standard data or other studies
2911 |  |  | First data delivery | Date | [20 empty] | First data delivery | Date | [10 empty] | First data delivery | Date | [11 empty] | 1. Datenerhebung | Date | [10 empty] | First data delivery | Date | [10 empty] | First data delivery | Date | [10 empty] | First data delivery | Date
2912 |  |  | First update | Date | [20 empty] | First update | Date | [10 empty] | First update | Date | [11 empty] | 1. Datenaktualisierung | Date | [10 empty] | First update | Date | [10 empty] | First update | Date | [10 empty] | First update | Date
2913 |  |  | Second update | Date | [20 empty] | Second update | Date | [10 empty] | Second update | Date | [11 empty] | 2. Datenaktualisierung | Date | [10 empty] | Second update | Date | [10 empty] | Second update | Date | [10 empty] | Second update | Date
2914 |  |  | Third update | Date | [20 empty] | Third update | Date | [10 empty] | Third update | Date | [11 empty] | 3. Datenaktualisierung | Date | [10 empty] | Third update | Date | [10 empty] | Third update | Date | [10 empty] | Third update | Date
2915 | Data Overview: |  | Fourth update | Date | [20 empty] | Fourth update | Date | [10 empty] | Fourth update | Date | [11 empty] | 4. Datenaktualisierung | Date | [10 empty] | Fourth update | Date | [10 empty] | Fourth update | Date | [10 empty] | Fourth update | Date
2916 |  | Energy demand (electricity and heat) | Data Overview: | [21 empty] | Data Overview: | [11 empty] | Data Overview: | [12 empty] | Datenüberblick | [11 empty] | Data Overview: | [11 empty] | Data Overview: | [11 empty] | Data Overview:
2917 |  | Thermal losses | Energy demand (electricity and heat) | [21 empty] | Energy demand (electricity and heat) | [11 empty] | Energy demand (electricity and heat) | [12 empty] | Energiebedarf | [11 empty] | Energy demand (electricity and heat) | [11 empty] | Energy demand (electricity and heat) | [11 empty] | Energy demand (electricity and heat)
2918 |  | Annual efficiency improvements BAU | Thermal losses | [21 empty] | Thermal losses | [11 empty] | Thermal losses | [12 empty] | Thermische Verluste | [11 empty] | Thermal losses | [11 empty] | Thermal losses | [11 empty] | Thermal losses
2919 | Lever Overview |  | Annual efficiency improvements BAU | [21 empty] | Annual efficiency improvements BAU | [11 empty] | Annual efficiency improvements BAU | [12 empty] | Jährliche Effizienzverbesserung | [11 empty] | Annual efficiency improvements BAU | [11 empty] | Annual efficiency improvements BAU | [11 empty] | Annual efficiency improvements BAU
2920 | Parameter sets | Parameter | [6 empty] | Data | Forecast Data |  |  |  | Data Specifications: please specify source of data and additional information regarding data quality | [12 empty] | Data | Forecast Data |  |  |  | Data Specifications: please specify source of data and additional information regarding data quality | [6 empty] | Data | Forecast Data |  |  |  |  | Data Specifications: please specify source of data and additional information regarding data quality |  |  |  |  | 9 |  | Daten | Forecast Data |  |  |  | Daten Spezifikation: Quellen durchnummieren, links und Angaben zur Daten Qualität etc. | [6 empty] | Data | Forecast Data |  |  |  | Data Specifications: please specify source of data and additional information regarding data quality | [6 empty] | Data | Forecast Data |  |  |  | Data Specifications: please specify source of data and additional information regarding data quality | [6 empty] | Data | Forecast Data |  |  |  | Data Specifications: please specify source of data and additional information regarding data quality
2921 |  |  | Parameter unit of measure and description | unit of measure | left empty intentionally | left empty intentionally | left empty intentionally | left empty intentionally | Baseline | Today | 2020 | 2025 | 2050 | Reference/Source | Year of baseline data | Type of baseline data | Quality of data | Comments & limitations | conversion | conversion factor (International English to Master) | conversion factor (German to Master) | conversion factor (Chinese to Master) | conversion factor (Spanish to Master) | conversion factor (French to Master) | Parameter unit of measure and description | unit of measure | Baseline | Today | 2020 | 2025 | 2050 | Reference/Source | Year of baseline data | Type of baseline data | Quality of data | Comments & limitations | Parameter unit of measure and description | unit of measure | Baseline | Today | 2020 | 2025 | 2030 | 2050 | Reference/Source | Year of baseline data | Type of baseline data | Quality of data | Comments & limitations | Parameter | Einheit | Datenbasis | Heute | 2020 | 2025 | 2050 | Quelle | Jahr aus dem die Basisdaten sind | Art der Basisdaten | Qualität | Kommentare oder Einschränkungen z.B. Gültigkeit der Daten | Parameter unit of measure and description | unit of measure | Baseline | Today | 2020 | 2025 | 2050 | Reference/Source | Year of baseline data | Type of baseline data | Quality of data | Comments & limitations | Parameter unit of measure and description | unit of measure | Baseline | Today | 2020 | 2025 | 2050 | Reference/Source | Year of baseline data | Type of baseline data | Quality of data | Comments & limitations | Parameter unit of measure and description | unit of measure | Baseline | Today | 2020 | 2025 | 2050 | Reference/Source | Year of baseline data | Type of baseline data | Quality of data | Comments & limitations
2922 | [15 empty] | Average, City | Statistics | [16 empty] | Average, City | Statistics | [11 empty] | Average, City | Statistics | [10 empty] | Stadtmittelwert | Statistik | [10 empty] | Average, City | Statistics | [10 empty] | Average, City | Statistics | [10 empty] | Average, City | Statistics
2923 | [15 empty] | Example, city | Extrapolated | [16 empty] | Example, city | Extrapolated | [11 empty] | Example, city | Extrapolated | [10 empty] | Beispielfall, Stadt | Extrapoliert | [10 empty] | Example, city | Extrapolated | [10 empty] | Example, city | Extrapolated | [10 empty] | Example, city | Extrapolated
2924 | [15 empty] | Average, city close by | Calculated from statistics | [16 empty] | Average, city close by | Calculated from statistics | [11 empty] | Average, city close by | Calculated from statistics | [10 empty] | Mittelwert, Stadt in Region | Berechnet aus statistischen Werten | [10 empty] | Average, city close by | Calculated from statistics | [10 empty] | Average, city close by | Calculated from statistics | [10 empty] | Average, city close by | Calculated from statistics
2925 | [15 empty] | Examle, city close by | Calculated from stat. inc. assumptions | [16 empty] | Examle, city close by | Calculated from stat. inc. assumptions | [11 empty] | Examle, city close by | Calculated from stat. inc. assumptions | [10 empty] | Beispielfall, Stadt in Region | Berechnet aus stat. Werten unter Annahmen | [10 empty] | Examle, city close by | Calculated from stat. inc. assumptions | [10 empty] | Examle, city close by | Calculated from stat. inc. assumptions | [10 empty] | Examle, city close by | Calculated from stat. inc. assumptions
2926 | [15 empty] | Average, national | [17 empty] | Average, national | [12 empty] | Average, national | [11 empty] | Durchschnitt, national | [11 empty] | Average, national | [11 empty] | Average, national | [11 empty] | Average, national
2927 | [15 empty] | Example, country | [17 empty] | Example, country | [12 empty] | Example, country | [11 empty] | Beispiel, national | [11 empty] | Example, country | [11 empty] | Example, country | [11 empty] | Example, country
2928
2929
2930 | Electricity demand and efficiency increase |  | Electricity demand and efficiency increase | [21 empty] | Electricity demand and efficiency increase | [11 empty] | Electricity demand and efficiency increase | [12 empty] | Elektrizitätsbedarf und Effizienzsteigerung | [11 empty] | Electricity demand and efficiency increase | [11 empty] | Electricity demand and efficiency increase | [11 empty] | Electricity demand and efficiency increase
2931 | BA29_NR_Data_Centers | b_de_el_bl_nr_dc | Total electricity demand in baseline | Kilowatt hours per square square meter [kWh/m²*a] |  |  |  |  | 91.7 | 91.7 | 123.8 | 130.8 | 144.8 | Siemens | 2015 |  |  |  | 3.1546 | 1 | 1 | 1 | 1 | 1 | Total electricity demand in baseline | Energy Use Intensity (EUI) or thousand BTU per square foot per year [kBtu/ft2 per yr] |  | 0 | [8 empty] | Total electricity demand in baseline | Kilowatt hours per square square meter [kWh/m²*a] | 91.7 | 91.7 | 123.8 | 127.3 | 130.8 | 144.8 | Siemens | 2015 |  |  |  | Gesamt Elektrizitäts bedarf | Kilowatt stunden pro Quadratmeter pro Jahr (kWh/m2*a) |  | 0 | [8 empty] | Total electricity demand in baseline | Kilowatt hours per square square meter [kWh/m²*a] |  | 0 | [8 empty] | Total electricity demand in baseline | Kilowatt hours per square square meter [kWh/m²*a] |  | 0 | [8 empty] | Total electricity demand in baseline | Kilowatt hours per square square meter [kWh/m²*a] |  | 0
2932 |  |  | Share of electricity demand in baseline for | [8 empty] | 13080% | [12 empty] | Share of electricity demand in baseline for |  | 0% | 0% | 0% | 0% | 0% | [5 empty] | Share of electricity demand in baseline for |  | 100.1% | 100.1% | 0% | 0% | 0% | 0% | [5 empty] | Anteil Elektrizitäts bedarf für |  | 0% | 0% | 0% | 0% | 0% | [5 empty] | Share of electricity demand in baseline for |  | 0% | 0% | 0% | 0% | 0% | [5 empty] | Share of electricity demand in baseline for |  | 0% | 0% | 0% | 0% | 0% | [5 empty] | Share of electricity demand in baseline for |  | 0% | 0% | 0% | 0% | 0%
2933 | BA29_NR_Data_Centers | b_de_el_li_bl_sh_nr_dc | Lighting | Percent [0 to 100%] |  |  |  |  | 9.5% | 9.5% | 0% | 0% | 0% | Siemens | 2015 |  |  |  | 1 | 1 | 1 | 1 | 1 | 1 | Lighting | Percent [0 to 100%] |  | 0% | [8 empty] | Lighting | Percent [0 to 100%] | 9.5% | 9.5% |  |  |  |  | Siemens | 2015 |  |  |  | Beleuchtung | Prozent [0 bis 100%] |  | 0% | [8 empty] | Lighting | Percent [0 to 100%] |  | 0% | [8 empty] | Lighting | Percent [0 to 100%] |  | 0% | [8 empty] | Lighting | Percent [0 to 100%] |  | 0%
2934 | BA29_NR_Data_Centers | b_de_el_ap_bl_sh_nr_dc | Appliances | Percent [0 to 100%] |  |  |  |  | 14.2% | 14.2% | 0% | 0% | 0% | Siemens | 2015 |  |  |  | 1 | 1 | 1 | 1 | 1 | 1 | Appliances | Percent [0 to 100%] |  | 0% | [8 empty] | Appliances | Percent [0 to 100%] | 14.2% | 14.2% |  |  |  |  | Siemens | 2015 |  |  |  | Geräte/Techniks | Prozent [0 bis 100%] |  | 0% | [8 empty] | Appliances | Percent [0 to 100%] |  | 0% | [8 empty] | Appliances | Percent [0 to 100%] |  | 0% | [8 empty] | Appliances | Percent [0 to 100%] |  | 0%
2935 | BA29_NR_Data_Centers | b_de_el_ve_bl_sh_nr_dc | Ventilation | Percent [0 to 100%] |  |  |  |  | 19.9% | 19.9% | 0% | 0% | 0% | Siemens | 2015 |  |  |  | 1 | 1 | 1 | 1 | 1 | 1 | Ventilation | Percent [0 to 100%] |  | 0% | [8 empty] | Ventilation | Percent [0 to 100%] | 19.9% | 19.9% |  |  |  |  | Siemens | 2015 |  |  |  | Lüftung | Prozent [0 bis 100%] |  | 0% | [8 empty] | Ventilation | Percent [0 to 100%] |  | 0% | [8 empty] | Ventilation | Percent [0 to 100%] |  | 0% | [8 empty] | Ventilation | Percent [0 to 100%] |  | 0%
2936 | BA29_NR_Data_Centers | b_de_el_ot_bl_sh_nr_dc | Other | Percent [0 to 100%] |  |  |  |  | 56.5% | 56.5% | 0% | 0% | 0% | Siemens | 2015 |  |  |  | 1 | 1 | 1 | 1 | 1 | 1 | Other | Percent [0 to 100%] |  | 0% | [8 empty] | Other | Percent [0 to 100%] | 56.5% | 56.5% |  |  |  |  | Siemens | 2015 |  |  |  | "Andere" | Prozent [0 bis 100%] |  | 0% | [8 empty] | Other | Percent [0 to 100%] |  | 0% | [8 empty] | Other | Percent [0 to 100%] |  | 0% | [8 empty] | Other | Percent [0 to 100%] |  | 0%
2937 |  |  | BAU annual efficiency increase decreasing electricity demand for | [8 empty] | 0 | [12 empty] | BAU annual efficiency increase decreasing electricity demand for | [11 empty] | BAU annual efficiency increase decreasing electricity demand for | [12 empty] | Jährliche Effizienzverbesserung /verschlechtungen [-100 to 100%], des Elektrizitätsbedarf für | [11 empty] | BAU annual efficiency increase decreasing electricity demand for | [11 empty] | BAU annual efficiency increase decreasing electricity demand for | [11 empty] | BAU annual efficiency increase decreasing electricity demand for
2938 | BA10_Residentials | b_li_ei_nr_dc | Lighting /Lamp stock | Percent [-100 to 100%] | 3 | Excel |  |  | 0% | 0% | 0% | 0% | 0% | [5 empty] | 1 | 1 | 1 | 1 | 1 | 1 | Lighting /Lamp stock | Percent [-100 to 100%] |  | 0% | [8 empty] | Lighting /Lamp stock | Percent [-100 to 100%] |  | 0% | [9 empty] | Beleuchtung | Prozent [-100 bis 100%] |  | 0% | [8 empty] | Lighting /Lamp stock | Percent [-100 to 100%] |  | 0% | [8 empty] | Lighting /Lamp stock | Percent [-100 to 100%] |  | 0% | [8 empty] | Lighting /Lamp stock | Percent [-100 to 100%] |  | 0%
2939 | BA29_NR_Data_Centers | b_de_el_ap_ei_nr_dc | Appliances | Percent [-100 to 100%] |  |  |  |  | 0% | 0% | 0% | 0% | 0% | [5 empty] | 1 | 1 | 1 | 1 | 1 | 1 | Appliances | Percent [-100 to 100%] |  | 0% | [8 empty] | Appliances | Percent [-100 to 100%] |  | 0% | [9 empty] | Geräte/Technik | Prozent [-100 bis 100%] |  | 0% | [8 empty] | Appliances | Percent [-100 to 100%] |  | 0% | [8 empty] | Appliances | Percent [-100 to 100%] |  | 0% | [8 empty] | Appliances | Percent [-100 to 100%] |  | 0%
2940 | BA29_NR_Data_Centers | b_de_el_ve_ei_nr_dc | Ventilation | Percent [-100 to 100%] |  |  |  |  | 0% | 0% | 0% | 0% | 0% | [5 empty] | 1 | 1 | 1 | 1 | 1 | 1 | Ventilation | Percent [-100 to 100%] |  | 0% | [8 empty] | Ventilation | Percent [-100 to 100%] |  | 0% | [9 empty] | Lüftung | Prozent [-100 bis 100%] |  | 0% | [8 empty] | Ventilation | Percent [-100 to 100%] |  | 0% | [8 empty] | Ventilation | Percent [-100 to 100%] |  | 0% | [8 empty] | Ventilation | Percent [-100 to 100%] |  | 0%
2941 | BA29_NR_Data_Centers | b_de_el_ot_ei_nr_dc | Other | Percent [-100 to 100%] |  |  |  |  | 0% | 0% | 0% | 0% | 0% | [5 empty] | 1 | 1 | 1 | 1 | 1 | 1 | Other | Percent [-100 to 100%] |  | 0% | [8 empty] | Other | Percent [-100 to 100%] |  | 0% | [9 empty] | Andere | Prozent [-100 bis 100%] |  | 0% | [8 empty] | Other | Percent [-100 to 100%] |  | 0% | [8 empty] | Other | Percent [-100 to 100%] |  | 0% | [8 empty] | Other | Percent [-100 to 100%] |  | 0%
2942 | [11 empty] | 0
2943 | Cooling demand and efficiency increase |  | Cooling demand and efficiency increase | [8 empty] | 0 | [12 empty] | Cooling demand and efficiency increase | [11 empty] | Cooling demand and efficiency increase | [12 empty] | Kältebedarf und Effizienzsteigerung | [11 empty] | Cooling demand and efficiency increase | [11 empty] | Cooling demand and efficiency increase | [11 empty] | Cooling demand and efficiency increase
2944 | BA29_NR_Data_Centers | b_de_co_bl_nr_dc | Total cooling demand in baseline | Kilowatt hours per square square meter [kWh/m²*a] |  |  |  |  | 5.61 | 5.61 | 7.778 | 7.778 | 7.778 | Helsingin 30 % päästövähennysselvitys http://www.hel.fi/static/ymk/julkaisut/julkaisu-07-14.pdf | 2015 | Average, City | Calculated from statistics | city's district cooling demand allocated to all non residential buildings equally, according to their m2 (input before was 9 kw/m2) | 3.1546 | 1 | 1 | 1 | 1 | 1 | Total cooling demand in baseline | Energy Use Intensity (EUI) or thousand BTU per square foot per year [kBtu/ft2 per yr] |  | 0 | [8 empty] | Total cooling demand in baseline | Kilowatt hours per square square meter [kWh/m²*a] | 5.61 | 5.61 | 7.778 | 7.778 | 7.778 | 7.778 | Helsingin 30 % päästövähennysselvitys http://www.hel.fi/static/ymk/julkaisut/julkaisu-07-14.pdf | 2015 | Average, City | Calculated from statistics | city's district cooling demand allocated to all non residential buildings equally, according to their m2 (input before was 9 kw/m2) | Gesamt Kältebedarf | Kilowatt stunden pro Quadratmeter pro Jahr (kWh/m2*a) |  | 0 | [8 empty] | Total cooling demand in baseline | Kilowatt hours per square square meter [kWh/m²*a] |  | 0 | [8 empty] | Total cooling demand in baseline | Kilowatt hours per square square meter [kWh/m²*a] |  | 0 | [8 empty] | Total cooling demand in baseline | Kilowatt hours per square square meter [kWh/m²*a] |  | 0
2945 |  |  | Share of cooling demand in baseline due to | [8 empty] | 0% | [12 empty] | Share of cooling demand in baseline due to |  | 0% | 0% | 0% | 0% | 0% | [5 empty] | Share of cooling demand in baseline due to |  | 100% | 100% | 0% | 0% |  | 0% | [5 empty] | Anteil Kältebedarf für |  | 0% | 0% | 0% | 0% | 0% | [5 empty] | Share of cooling demand in baseline due to |  | 0% | 0% | 0% | 0% | 0% | [5 empty] | Share of cooling demand in baseline due to |  | 0% | 0% | 0% | 0% | 0% | [5 empty] | Share of cooling demand in baseline due to |  | 0% | 0% | 0% | 0% | 0%
2946 | BA29_NR_Data_Centers | b_de_co_le_bl_sh_nr_dc | Infiltration | Percent [0 to 100%] |  |  |  |  | 0% | 0% | 0% | 0% | 0% | [5 empty] | 1 | 1 | 1 | 1 | 1 | 1 | Infiltration | Percent [0 to 100%] |  | 0% | [8 empty] | Infiltration | Percent [0 to 100%] | 0% | 0% | [9 empty] | Infiltration | Prozent [0 bis 100%] |  | 0% | [8 empty] | Infiltration | Percent [0 to 100%] |  | 0% | [8 empty] | Infiltration | Percent [0 to 100%] |  | 0% | [8 empty] | Infiltration | Percent [0 to 100%] |  | 0%
2947 | BA29_NR_Data_Centers | b_de_co_ve_bl_sh_nr_dc | Ventilation | Percent [0 to 100%] |  |  |  |  | 100% | 100% | 0% | 0% | 0% | [5 empty] | 1 | 1 | 1 | 1 | 1 | 1 | Ventilation | Percent [0 to 100%] |  | 0% | [8 empty] | Ventilation | Percent [0 to 100%] | 100% | 100% | [9 empty] | Lüftung | Prozent [0 bis 100%] |  | 0% | [8 empty] | Ventilation | Percent [0 to 100%] |  | 0% | [8 empty] | Ventilation | Percent [0 to 100%] |  | 0% | [8 empty] | Ventilation | Percent [0 to 100%] |  | 0%
2948 | BA29_NR_Data_Centers | b_de_co_wa_bl_sh_nr_dc | Losses through walls through transmission | Percent [0 to 100%] |  |  |  |  | 0% | 0% | 0% | 0% | 0% | [5 empty] | 1 | 1 | 1 | 1 | 1 | 1 | Losses through walls through transmission | Percent [0 to 100%] |  | 0% | [8 empty] | Losses through walls through transmission | Percent [0 to 100%] | 0% | 0% | [9 empty] | Verluste durch Wanddurchgang (transmission) | Prozent [0 bis 100%] |  | 0% | [8 empty] | Losses through walls through transmission | Percent [0 to 100%] |  | 0% | [8 empty] | Losses through walls through transmission | Percent [0 to 100%] |  | 0% | [8 empty] | Losses through walls through transmission | Percent [0 to 100%] |  | 0%
2949 | BA29_NR_Data_Centers | b_de_co_wi_sr_bl_sh_nr_dc | Heat input by solar radiation through windows | Percent [0 to 100%] |  |  |  |  | 0% | 0% | 0% | 0% | 0% | [5 empty] | 1 | 1 | 1 | 1 | 1 | 1 | Heat input by solar radiation through windows | Percent [0 to 100%] |  | 0% | [8 empty] | Heat input by solar radiation through windows | Percent [0 to 100%] | 0% | 0% | [9 empty] | Wärmeeintrag durch Fenster (solar radiation) | Prozent [0 bis 100%] |  | 0% | [8 empty] | Heat input by solar radiation through windows | Percent [0 to 100%] |  | 0% | [8 empty] | Heat input by solar radiation through windows | Percent [0 to 100%] |  | 0% | [8 empty] | Heat input by solar radiation through windows | Percent [0 to 100%] |  | 0%
2950 | BA29_NR_Data_Centers | b_de_co_wi_tr_bl_sh_nr_dc | Losses through windows through transmission | Percent [0 to 100%] |  |  |  |  | 0% | 0% | 0% | 0% | 0% | [5 empty] | 1 | 1 | 1 | 1 | 1 | 1 | Losses through windows through transmission | Percent [0 to 100%] |  | 0% | [8 empty] | Losses through windows through transmission | Percent [0 to 100%] | 0% | 0% | [9 empty] | Verluste durch Fensterdurchgang (transmission) | Prozent [0 bis 100%] |  | 0% | [8 empty] | Losses through windows through transmission | Percent [0 to 100%] |  | 0% | [8 empty] | Losses through windows through transmission | Percent [0 to 100%] |  | 0% | [8 empty] | Losses through windows through transmission | Percent [0 to 100%] |  | 0%
2951 | BA29_NR_Data_Centers | b_de_co_ot_bl_sh_nr_dc | Other effects (e.g. people, electrical Appliances) | Percent [0 to 100%] |  |  |  |  | 0% | 0% | 0% | 0% | 0% | [5 empty] | 1 | 1 | 1 | 1 | 1 | 1 | Other effects (e.g. people, electrical Appliances) | Percent [0 to 100%] |  | 0% | [8 empty] | Other effects (e.g. people, electrical Appliances) | Percent [0 to 100%] | 0% | 0% | [9 empty] | Andere Effekts (e.g. Personen, Geräte/Technik) | Prozent [0 bis 100%] |  | 0% | [8 empty] | Other effects (e.g. people, electrical Appliances) | Percent [0 to 100%] |  | 0% | [8 empty] | Other effects (e.g. people, electrical Appliances) | Percent [0 to 100%] |  | 0% | [8 empty] | Other effects (e.g. people, electrical Appliances) | Percent [0 to 100%] |  | 0%
2952 |  |  | BAU annual efficiency increase, decreasing cooling demand due to losses through | [8 empty] | 0 | [12 empty] | BAU annual efficiency increase, decreasing cooling demand due to losses through | [11 empty] | BAU annual efficiency increase, decreasing cooling demand due to losses through | [12 empty] | Jährliche Effizienzverbesserung/verschlechterung [-100 to 100%], des Kältebedarfs durch | [11 empty] | BAU annual efficiency increase, decreasing cooling demand due to losses through | [11 empty] | BAU annual efficiency increase, decreasing cooling demand due to losses through | [11 empty] | BAU annual efficiency increase, decreasing cooling demand due to losses through
2953 | BA29_NR_Data_Centers | b_de_co_le_ei_nr_dc | Infiltration | Percent [-100 to 100%] |  |  |  |  | 0% | 0% | 0% | 0% | 0% | [5 empty] | 1 | 1 | 1 | 1 | 1 | 1 | Infiltration | Percent [-100 to 100%] |  | 0% | [8 empty] | Infiltration | Percent [-100 to 100%] |  | 0% | [9 empty] | Verluste durch Infiltration | Prozent [-100 bis 100%] |  | 0% | [8 empty] | Infiltration | Percent [-100 to 100%] |  | 0% | [8 empty] | Infiltration | Percent [-100 to 100%] |  | 0% | [8 empty] | Infiltration | Percent [-100 to 100%] |  | 0%
2954 | BA29_NR_Data_Centers | b_de_co_ve_ei_nr_dc | Ventilation | Percent [-100 to 100%] |  |  |  |  | 0% | 0% | 0% | 0% | 0% | [5 empty] | 1 | 1 | 1 | 1 | 1 | 1 | Ventilation | Percent [-100 to 100%] |  | 0% | [8 empty] | Ventilation | Percent [-100 to 100%] |  | 0% | [9 empty] | Verluste durch Lüftung | Prozent [-100 bis 100%] |  | 0% | [8 empty] | Ventilation | Percent [-100 to 100%] |  | 0% | [8 empty] | Ventilation | Percent [-100 to 100%] |  | 0% | [8 empty] | Ventilation | Percent [-100 to 100%] |  | 0%
2955 | BA29_NR_Data_Centers | b_de_co_ot_ei_nr_dc | Other (e.g. electric appliances, people) | Percent [-100 to 100%] |  |  |  |  | 0% | 0% | 0% | 0% | 0% | [5 empty] | 1 | 1 | 1 | 1 | 1 | 1 | Other (e.g. electric appliances, people) | Percent [-100 to 100%] |  | 0% | [8 empty] | Other (e.g. electric appliances, people) | Percent [-100 to 100%] |  | 0% | [9 empty] | Andere Effekts (e.g. Personen, Geräte/Technik) | Prozent [-100 bis 100%] |  | 0% | [8 empty] | Other (e.g. electric appliances, people) | Percent [-100 to 100%] |  | 0% | [8 empty] | Other (e.g. electric appliances, people) | Percent [-100 to 100%] |  | 0% | [8 empty] | Other (e.g. electric appliances, people) | Percent [-100 to 100%] |  | 0%
2956 | [11 empty] | 0
2957 | Heat demand including warm water and efficiency increase |  | Heat demand including warm water and efficiency increase | [8 empty] | 0 | [12 empty] | Heat demand including warm water and efficiency increase | [11 empty] | Heat demand including warm water and efficiency increase | [12 empty] | Wärmebedarf inklusive Warmwasser und Effizienzsteigerung | [11 empty] | Heat demand including warm water and efficiency increase | [11 empty] | Heat demand including warm water and efficiency increase | [11 empty] | Heat demand including warm water and efficiency increase
2958 | BA29_NR_Data_Centers | b_de_he_bl_nr_dc | Total heat demand in baseline | Kilowatt hours per square square meter [kWh/m²*a] |  |  |  |  | 92.57 | 92.57 | 92.57 | 92.57 | 92.57 | COWI CO2 Accounting 2013 | 2013 | Average, City | Statistics |  | 3.1546 | 1 | 1 | 1 | 1 | 1 | Total heat demand in baseline | Energy Use Intensity (EUI) or thousand BTU per square foot per year [kBtu/ft2 per yr] |  | 0 | [8 empty] | Total heat demand in baseline | Kilowatt hours per square square meter [kWh/m²*a] | 92.57 | 92.57 | 92.57 | 92.57 | 92.57 | 92.57 | COWI CO2 Accounting 2013 | 2013 | Average, City | Statistics |  | Gesamt Wärmebedarf | Kilowatt stunden pro Quadratmeter pro Jahr (kWh/m2*a) |  | 0 | [8 empty] | Total heat demand in baseline | Kilowatt hours per square square meter [kWh/m²*a] |  | 0 | [8 empty] | Total heat demand in baseline | Kilowatt hours per square square meter [kWh/m²*a] |  | 0 | [8 empty] | Total heat demand in baseline | Kilowatt hours per square square meter [kWh/m²*a] |  | 0
2959 |  |  | Share of baseline heat demand due to losses through | [8 empty] | 0% | [12 empty] | Share of baseline heat demand due to losses through |  | 0% | 0% | 0% | 0% | 0% | [5 empty] | Share of baseline heat demand due to losses through |  | 100.1% | 100.1% | 0% | 0% |  | 0% | [5 empty] | Anteil Wärmebedarf durch Verluste von |  | 0% | 0% | 0% | 0% | 0% | [5 empty] | Share of baseline heat demand due to losses through |  | 0% | 0% | 0% | 0% | 0% | [5 empty] | Share of baseline heat demand due to losses through |  | 0% | 0% | 0% | 0% | 0% | [5 empty] | Share of baseline heat demand due to losses through |  | 0% | 0% | 0% | 0% | 0%
2960 | BA29_NR_Data_Centers | b_de_he_le_bl_sh_nr_dc | Infiltration | Percent [0 to 100%] |  |  |  |  | 0% | 0% | 0% | 0% | 0% | http://www.sbi.dk/miljo-og-energi/energibesparelser/potentielle-energibesparelser-i-det-eksisterende-byggeri/potentielle-energibesparelser-i-det-eksisterende-byggeri | 2009 | Avergae, national | Extrapolated |  | 1 | 1 | 1 | 1 | 1 | 1 | Infiltration | Percent [0 to 100%] |  | 0% | [8 empty] | Infiltration | Percent [0 to 100%] | 0% | 0% |  |  |  |  | http://www.sbi.dk/miljo-og-energi/energibesparelser/potentielle-energibesparelser-i-det-eksisterende-byggeri/potentielle-energibesparelser-i-det-eksisterende-byggeri | 2009 | Avergae, national | Extrapolated |  | Infiltration | Prozent [0 bis 100%] |  | 0% | [8 empty] | Infiltration | Percent [0 to 100%] |  | 0% | [8 empty] | Infiltration | Percent [0 to 100%] |  | 0% | [8 empty] | Infiltration | Percent [0 to 100%] |  | 0%
2961 | BA29_NR_Data_Centers | b_de_he_ve_bl_sh_nr_dc | Ventilation | Percent [0 to 100%] |  |  |  |  | 29.4% | 29.4% | 0% | 0% | 0% | http://www.sbi.dk/miljo-og-energi/energibesparelser/potentielle-energibesparelser-i-det-eksisterende-byggeri/potentielle-energibesparelser-i-det-eksisterende-byggeri | 2009 | Avergae, national | Extrapolated |  | 1 | 1 | 1 | 1 | 1 | 1 | Ventilation | Percent [0 to 100%] |  | 0% | [8 empty] | Ventilation | Percent [0 to 100%] | 29.4% | 29.4% |  |  |  |  | http://www.sbi.dk/miljo-og-energi/energibesparelser/potentielle-energibesparelser-i-det-eksisterende-byggeri/potentielle-energibesparelser-i-det-eksisterende-byggeri | 2009 | Avergae, national | Extrapolated |  | Lüftung | Prozent [0 bis 100%] |  | 0% | [8 empty] | Ventilation | Percent [0 to 100%] |  | 0% | [8 empty] | Ventilation | Percent [0 to 100%] |  | 0% | [8 empty] | Ventilation | Percent [0 to 100%] |  | 0%
2962 | BA29_NR_Data_Centers | b_de_he_wa_bl_sh_nr_dc | Walls | Percent [0 to 100%] |  |  |  |  | 35% | 35% | 0% | 0% | 0% | http://www.sbi.dk/miljo-og-energi/energibesparelser/potentielle-energibesparelser-i-det-eksisterende-byggeri/potentielle-energibesparelser-i-det-eksisterende-byggeri | 2009 | Avergae, national | Extrapolated |  | 1 | 1 | 1 | 1 | 1 | 1 | Walls | Percent [0 to 100%] |  | 0% | [8 empty] | Walls | Percent [0 to 100%] | 35% | 35% |  |  |  |  | http://www.sbi.dk/miljo-og-energi/energibesparelser/potentielle-energibesparelser-i-det-eksisterende-byggeri/potentielle-energibesparelser-i-det-eksisterende-byggeri | 2009 | Avergae, national | Extrapolated |  | Wand | Prozent [0 bis 100%] |  | 0% | [8 empty] | Walls | Percent [0 to 100%] |  | 0% | [8 empty] | Walls | Percent [0 to 100%] |  | 0% | [8 empty] | Walls | Percent [0 to 100%] |  | 0%
2963 | BA29_NR_Data_Centers | b_de_he_wi_bl_sh_nr_dc | Windows | Percent [0 to 100%] |  |  |  |  | 15.6% | 15.6% | 0% | 0% | 0% | http://www.sbi.dk/miljo-og-energi/energibesparelser/potentielle-energibesparelser-i-det-eksisterende-byggeri/potentielle-energibesparelser-i-det-eksisterende-byggeri | 2009 | Avergae, national | Extrapolated |  | 1 | 1 | 1 | 1 | 1 | 1 | Windows | Percent [0 to 100%] |  | 0% | [8 empty] | Windows | Percent [0 to 100%] | 15.6% | 15.6% |  |  |  |  | http://www.sbi.dk/miljo-og-energi/energibesparelser/potentielle-energibesparelser-i-det-eksisterende-byggeri/potentielle-energibesparelser-i-det-eksisterende-byggeri | 2009 | Avergae, national | Extrapolated |  | Fenster | Prozent [0 bis 100%] |  | 0% | [8 empty] | Windows | Percent [0 to 100%] |  | 0% | [8 empty] | Windows | Percent [0 to 100%] |  | 0% | [8 empty] | Windows | Percent [0 to 100%] |  | 0%
2964 | BA29_NR_Data_Centers | b_de_he_fl_bl_sh_nr_dc | Floors | Percent [0 to 100%] |  |  |  |  | 8.8% | 8.8% | 0% | 0% | 0% | http://www.sbi.dk/miljo-og-energi/energibesparelser/potentielle-energibesparelser-i-det-eksisterende-byggeri/potentielle-energibesparelser-i-det-eksisterende-byggeri | 2009 | Avergae, national | Extrapolated |  | 1 | 1 | 1 | 1 | 1 | 1 | Floors | Percent [0 to 100%] |  | 0% | [8 empty] | Floors | Percent [0 to 100%] | 8.8% | 8.8% |  |  |  |  | http://www.sbi.dk/miljo-og-energi/energibesparelser/potentielle-energibesparelser-i-det-eksisterende-byggeri/potentielle-energibesparelser-i-det-eksisterende-byggeri | 2009 | Avergae, national | Extrapolated |  | Boden | Prozent [0 bis 100%] |  | 0% | [8 empty] | Floors | Percent [0 to 100%] |  | 0% | [8 empty] | Floors | Percent [0 to 100%] |  | 0% | [8 empty] | Floors | Percent [0 to 100%] |  | 0%
2965 | BA29_NR_Data_Centers | b_de_he_ro_bl_sh_nr_dc | Roofs | Percent [0 to 100%] |  |  |  |  | 9.4% | 9.4% | 0% | 0% | 0% | http://www.sbi.dk/miljo-og-energi/energibesparelser/potentielle-energibesparelser-i-det-eksisterende-byggeri/potentielle-energibesparelser-i-det-eksisterende-byggeri | 2009 | Avergae, national | Extrapolated |  | 1 | 1 | 1 | 1 | 1 | 1 | Roofs | Percent [0 to 100%] |  | 0% | [8 empty] | Roofs | Percent [0 to 100%] | 9.4% | 9.4% |  |  |  |  | http://www.sbi.dk/miljo-og-energi/energibesparelser/potentielle-energibesparelser-i-det-eksisterende-byggeri/potentielle-energibesparelser-i-det-eksisterende-byggeri | 2009 | Avergae, national | Extrapolated |  | Dach | Prozent [0 bis 100%] |  | 0% | [8 empty] | Roofs | Percent [0 to 100%] |  | 0% | [8 empty] | Roofs | Percent [0 to 100%] |  | 0% | [8 empty] | Roofs | Percent [0 to 100%] |  | 0%
2966 | BA29_NR_Data_Centers | b_de_he_ot_bl_sh_nr_dc | Other | Percent [0 to 100%] |  |  |  |  | 0% | 0% | 0% | 0% | 0% | http://www.sbi.dk/miljo-og-energi/energibesparelser/potentielle-energibesparelser-i-det-eksisterende-byggeri/potentielle-energibesparelser-i-det-eksisterende-byggeri | 2009 | Avergae, national | Extrapolated |  | 1 | 1 | 1 | 1 | 1 | 1 | Other | Percent [0 to 100%] |  | 0% | [8 empty] | Other | Percent [0 to 100%] | 0% | 0% |  |  |  |  | http://www.sbi.dk/miljo-og-energi/energibesparelser/potentielle-energibesparelser-i-det-eksisterende-byggeri/potentielle-energibesparelser-i-det-eksisterende-byggeri | 2009 | Avergae, national | Extrapolated |  | Andere | Prozent [0 bis 100%] |  | 0% | [8 empty] | Other | Percent [0 to 100%] |  | 0% | [8 empty] | Other | Percent [0 to 100%] |  | 0% | [8 empty] | Other | Percent [0 to 100%] |  | 0%
2967 | BA29_NR_Data_Centers | b_de_he_ww_bl_sh_nr_dc | Share of heat demand for warm water in baseline | Percent [0 to 100%] |  |  |  |  | 1.9% | 1.9% | 0% | 0% | 0% | http://www.sbi.dk/miljo-og-energi/energibesparelser/potentielle-energibesparelser-i-det-eksisterende-byggeri/potentielle-energibesparelser-i-det-eksisterende-byggeri | 2009 | Avergae, national | Extrapolated |  | 1 | 1 | 1 | 1 | 1 | 1 | Share of heat demand for warm water in baseline | Percent [0 to 100%] |  | 0% | [8 empty] | Share of heat demand for warm water in baseline | Percent [0 to 100%] | 1.9% | 1.9% |  |  |  |  | http://www.sbi.dk/miljo-og-energi/energibesparelser/potentielle-energibesparelser-i-det-eksisterende-byggeri/potentielle-energibesparelser-i-det-eksisterende-byggeri | 2009 | Avergae, national | Extrapolated |  | Anteil Wärmebedarf für Warmwasser | Prozent [0 bis 100%] |  | 0% | [8 empty] | Share of heat demand for warm water in baseline | Percent [0 to 100%] |  | 0% | [8 empty] | Share of heat demand for warm water in baseline | Percent [0 to 100%] |  | 0% | [8 empty] | Share of heat demand for warm water in baseline | Percent [0 to 100%] |  | 0%
2968 |  |  | BAU annual efficiency increase, decreasing thermal losses through | [8 empty] | 0 | [12 empty] | BAU annual efficiency increase, decreasing thermal losses through | [11 empty] | BAU annual efficiency increase, decreasing thermal losses through | [12 empty] | Jährliche Effizienzverbesserung/verschlechterung [-100 to 100%], des Wärmebedarfs durch | [11 empty] | BAU annual efficiency increase, decreasing thermal losses through | [11 empty] | BAU annual efficiency increase, decreasing thermal losses through | [11 empty] | BAU annual efficiency increase, decreasing thermal losses through
2969 | BA29_NR_Data_Centers | b_de_he_le_ei_nr_dc | Infiltration | Percent [-100 to 100%] |  |  |  |  | 0% | 0% | 0% | 0% | 0% | [5 empty] | 1 | 1 | 1 | 1 | 1 | 1 | Infiltration | Percent [-100 to 100%] |  | 0% | [8 empty] | Infiltration | Percent [-100 to 100%] |  | 0% | [9 empty] | Infiltration | Prozent [-100 bis 100%] |  | 0% | [8 empty] | Infiltration | Percent [-100 to 100%] |  | 0% | [8 empty] | Infiltration | Percent [-100 to 100%] |  | 0% | [8 empty] | Infiltration | Percent [-100 to 100%] |  | 0%
2970 | BA29_NR_Data_Centers | b_de_he_ve_ei_nr_dc | Ventilation | Percent [-100 to 100%] |  |  |  |  | 0% | 0% | 0% | 0% | 0% | [5 empty] | 1 | 1 | 1 | 1 | 1 | 1 | Ventilation | Percent [-100 to 100%] |  | 0% | [8 empty] | Ventilation | Percent [-100 to 100%] |  | 0% | [9 empty] | Lüftung | Prozent [-100 bis 100%] |  | 0% | [8 empty] | Ventilation | Percent [-100 to 100%] |  | 0% | [8 empty] | Ventilation | Percent [-100 to 100%] |  | 0% | [8 empty] | Ventilation | Percent [-100 to 100%] |  | 0%
2971 | BA29_NR_Data_Centers | b_de_he_fl_ei_nr_dc | Floors | Percent [-100 to 100%] |  |  |  |  | 0% | 0% | 0% | 0% | 0% | [5 empty] | 1 | 1 | 1 | 1 | 1 | 1 | Floors | Percent [-100 to 100%] |  | 0% | [8 empty] | Floors | Percent [-100 to 100%] |  | 0% | [9 empty] | Boden | Prozent [-100 bis 100%] |  | 0% | [8 empty] | Floors | Percent [-100 to 100%] |  | 0% | [8 empty] | Floors | Percent [-100 to 100%] |  | 0% | [8 empty] | Floors | Percent [-100 to 100%] |  | 0%
2972 | BA29_NR_Data_Centers | b_de_he_ro_ei_nr_dc | Roofs | Percent [-100 to 100%] |  |  |  |  | 0% | 0% | 0% | 0% | 0% | [5 empty] | 1 | 1 | 1 | 1 | 1 | 1 | Roofs | Percent [-100 to 100%] |  | 0% | [8 empty] | Roofs | Percent [-100 to 100%] |  | 0% | [9 empty] | Dach | Prozent [-100 bis 100%] |  | 0% | [8 empty] | Roofs | Percent [-100 to 100%] |  | 0% | [8 empty] | Roofs | Percent [-100 to 100%] |  | 0% | [8 empty] | Roofs | Percent [-100 to 100%] |  | 0%
2973 | BA29_NR_Data_Centers | b_de_he_ot_ei_nr_dc | Other reasons | Percent [-100 to 100%] |  |  |  |  | 0% | 0% | 0% | 0% | 0% | [5 empty] | 1 | 1 | 1 | 1 | 1 | 1 | Other reasons | Percent [-100 to 100%] |  | 0% | [8 empty] | Other reasons | Percent [-100 to 100%] |  | 0% | [9 empty] | Andere | Prozent [-100 bis 100%] |  | 0% | [8 empty] | Other reasons | Percent [-100 to 100%] |  | 0% | [8 empty] | Other reasons | Percent [-100 to 100%] |  | 0% | [8 empty] | Other reasons | Percent [-100 to 100%] |  | 0%
2974 | BA29_NR_Data_Centers | b_de_he_ww_ei_nr_dc | BAU annual Efficiency increase, decreasing warm water demand | Percent [-100 to 100%] |  |  |  |  | 0% | 0% | 0% | 0% | 0% | [5 empty] | 1 | 1 | 1 | 1 | 1 | 1 | BAU annual Efficiency increase, decreasing warm water demand | Percent [-100 to 100%] |  | 0% | [8 empty] | BAU annual Efficiency increase, decreasing warm water demand | Percent [-100 to 100%] |  | 0% | [9 empty] | Jährliche Effizienzverbesserung/verschlechtung Warmwasserbedarf | Prozent [-100 bis 100%] |  | 0% | [8 empty] | BAU annual Efficiency increase, decreasing warm water demand | Percent [-100 to 100%] |  | 0% | [8 empty] | BAU annual Efficiency increase, decreasing warm water demand | Percent [-100 to 100%] |  | 0% | [8 empty] | BAU annual Efficiency increase, decreasing warm water demand | Percent [-100 to 100%] |  | 0%
2975 | [11 empty] | 0
2976 | Lever specific parameter |  | Lever specific parameter | [8 empty] | 0 | [12 empty] | Lever specific parameter | [11 empty] | Lever specific parameter | [12 empty] | Hebel spezifische Parameter | [11 empty] | Lever specific parameter | [11 empty] | Lever specific parameter | [11 empty] | Lever specific parameter
2977 | BA29_NR_Data_Centers | b_ra_waa_nr_dc | Ratio of wall area / effective area | Ratio [-] |  |  |  |  | 0 | 0 | 0 | 0 | 0 | [5 empty] | 1 | 1 | 1 | 1 | 1 | 1 | Ratio of wall area / effective area | Ratio [-] |  | 0 | [8 empty] | Ratio of wall area / effective area | Ratio [-] |  | 0 | [9 empty] | Verhältnis zwischen Wandfläche / effektive Fläche | Ratio [-] |  | 0 | [8 empty] | Ratio of wall area / effective area | Ratio [-] |  | 0 | [8 empty] | Ratio of wall area / effective area | Ratio [-] |  | 0 | [8 empty] | Ratio of wall area / effective area | Ratio [-] |  | 0
2978 | BA29_NR_Data_Centers | b_ra_wwa_nr_dc | Ratio of window/effective area | Ratio [-] |  |  |  |  | 0 | 0 | 0 | 0 | 0 | [5 empty] | 1 | 1 | 1 | 1 | 1 | 1 | Ratio of window/effective area | Ratio [-] |  | 0 | [8 empty] | Ratio of window/effective area | Ratio [-] |  | 0 | [9 empty] | Verhältnis zwischen Fenster/effektive Fläche | Ratio [-] |  | 0 | [8 empty] | Ratio of window/effective area | Ratio [-] |  | 0 | [8 empty] | Ratio of window/effective area | Ratio [-] |  | 0 | [8 empty] | Ratio of window/effective area | Ratio [-] |  | 0
2979 | BA29_NR_Data_Centers | b_gl_uv_wi_bl_nr_dc | U-value of windows in baseline (R=1/U) | U Value [Watts/square meter Kelvin] [W/m²*K] |  |  |  |  | 0 | 0 | 0 | 0 | 0 | [5 empty] | 5.6783 | 1 | 1 | 1 | 1 | 1 | U-value of windows in baseline (R=1/U) | Btu per square foot per degree Farenheit per hour [Btu/ft2*0F*h] |  | 0 | [8 empty] | U-value of windows in baseline (R=1/U) | U Value [Watts/square meter Kelvin] [W/m²*K] |  | 0 | [9 empty] | U-value Fenster (R=1/U) | U Value [Watts/square meter Kelvin] [W/m²*K] |  | 0 | [8 empty] | U-value of windows in baseline (R=1/U) | U Value [Watts/square meter Kelvin] [W/m²*K] |  | 0 | [8 empty] | U-value of windows in baseline (R=1/U) | U Value [Watts/square meter Kelvin] [W/m²*K] |  | 0 | [8 empty] | U-value of windows in baseline (R=1/U) | U Value [Watts/square meter Kelvin] [W/m²*K] |  | 0
2980 | BA29_NR_Data_Centers | b_gl_gv_wi_bl_nr_dc | Solar heat gain coefficient "G-Value" of windows in baseline | Percent [0 to 100%] |  |  |  |  | 0% | 0% | 0% | 0% | 0% | [5 empty] | 1 | 1 | 1 | 1 | 1 | 1 | Solar heat gain coefficient "G-Value" of windows in baseline | Percent [0 to 100%] |  | 0% | [8 empty] | Solar heat gain coefficient "G-Value" of windows in baseline | Percent [0 to 100%] |  | 0% | [9 empty] | Solar Wärmezuwachskoeffizient "G-Value" Fenster | Prozent [0 bis 100%] |  | 0% | [8 empty] | Solar heat gain coefficient "G-Value" of windows in baseline | Percent [0 to 100%] |  | 0% | [8 empty] | Solar heat gain coefficient "G-Value" of windows in baseline | Percent [0 to 100%] |  | 0% | [8 empty] | Solar heat gain coefficient "G-Value" of windows in baseline | Percent [0 to 100%] |  | 0%
2981 | BA29_NR_Data_Centers | b_gl_gv_wi_ei_nr_dc | BAU annual efficiency increase of G-value of windows | Percent [-100 to 100%] |  |  |  |  | 0% | 0% | 0% | 0% | 0% | [5 empty] | 1 | 1 | 1 | 1 | 1 | 1 | BAU annual efficiency increase of G-value of windows | Percent [-100 to 100%] |  | 0% | [8 empty] | BAU annual efficiency increase of G-value of windows | Percent [-100 to 100%] |  | 0% | [9 empty] | Jährliche Effizienzsteigerung G-value Fenster | Prozent [-100 bis 100%] |  | 0% | [8 empty] | BAU annual efficiency increase of G-value of windows | Percent [-100 to 100%] |  | 0% | [8 empty] | BAU annual efficiency increase of G-value of windows | Percent [-100 to 100%] |  | 0% | [8 empty] | BAU annual efficiency increase of G-value of windows | Percent [-100 to 100%] |  | 0%
2982 | BA29_NR_Data_Centers | b_gl_uv_wi_ei_nr_dc | BAU annual efficiency increase of U-value of windows | Percent [-100 to 100%] |  |  |  |  | 0% | 0% | 0% | 0% | 0% | [5 empty] | 1 | 1 | 1 | 1 | 1 | 1 | BAU annual efficiency increase of U-value of windows | Percent [-100 to 100%] |  | 0% | [8 empty] | BAU annual efficiency increase of U-value of windows | Percent [-100 to 100%] |  | 0% | [9 empty] | Jährliche Effizienzsteigerung U-value Fenster | Prozent [-100 bis 100%] |  | 0% | [8 empty] | BAU annual efficiency increase of U-value of windows | Percent [-100 to 100%] |  | 0% | [8 empty] | BAU annual efficiency increase of U-value of windows | Percent [-100 to 100%] |  | 0% | [8 empty] | BAU annual efficiency increase of U-value of windows | Percent [-100 to 100%] |  | 0%
2983 | BA29_NR_Data_Centers | b_wi_uv_wa_bl_nr_dc | U-value of building walls in baseline (R=1/U) | U Value [Watts/square meter Kelvin] [W/m²*K] |  |  |  |  | 0 | 0 | 0 | 0 | 0 | [5 empty] | 5.6783 | 1 | 1 | 1 | 1 | 1 | U-value of building walls in baseline (R=1/U) | Btu per square foot per degree Farenheit per hour [Btu/ft2*0F*h] |  | 0 | [8 empty] | U-value of building walls in baseline (R=1/U) | U Value [Watts/square meter Kelvin] [W/m²*K] |  | 0 | [9 empty] | U-value Gebäude Wand (R=1/U) | U Value [Watts/square meter Kelvin] [W/m²*K] |  | 0 | [8 empty] | U-value of building walls in baseline (R=1/U) | U Value [Watts/square meter Kelvin] [W/m²*K] |  | 0 | [8 empty] | U-value of building walls in baseline (R=1/U) | U Value [Watts/square meter Kelvin] [W/m²*K] |  | 0 | [8 empty] | U-value of building walls in baseline (R=1/U) | U Value [Watts/square meter Kelvin] [W/m²*K] |  | 0
2984 |  |  | Average run time per year of | [8 empty] | 0 | [12 empty] | Average run time per year of | [11 empty] | Average run time per year of | [12 empty] | Durchschnittliche Betriebszeit pro Jahr von | [11 empty] | Average run time per year of | [11 empty] | Average run time per year of | [11 empty] | Average run time per year of
2985 | BA29_NR_Data_Centers | b_li_rt_cf_nr_dc | Compact fluorescent lamps | Hours per year [h/a] |  |  |  |  | 0 | 0 | 0 | 0 | 0 | [5 empty] | 1 | 1 | 1 | 1 | 1 | 1 | Compact fluorescent lamps | Hours per year [h/a] |  | 0 | [8 empty] | Compact fluorescent lamps | Hours per year [h/a] |  | 0 | [9 empty] | KompaktLeuchtstofflampe | Stunden pro year [h/a] |  | 0 | [8 empty] | Compact fluorescent lamps | Hours per year [h/a] |  | 0 | [8 empty] | Compact fluorescent lamps | Hours per year [h/a] |  | 0 | [8 empty] | Compact fluorescent lamps | Hours per year [h/a] |  | 0
2986 | BA29_NR_Data_Centers | b_li_rt_fl_nr_dc | Fluorescent lamps | Hours per year [h/a] |  |  |  |  | 0 | 0 | 0 | 0 | 0 | [5 empty] | 1 | 1 | 1 | 1 | 1 | 1 | Fluorescent lamps | Hours per year [h/a] |  | 0 | [8 empty] | Fluorescent lamps | Hours per year [h/a] |  | 0 | [9 empty] | Leuchtstofflampe | Stunden pro year [h/a] |  | 0 | [8 empty] | Fluorescent lamps | Hours per year [h/a] |  | 0 | [8 empty] | Fluorescent lamps | Hours per year [h/a] |  | 0 | [8 empty] | Fluorescent lamps | Hours per year [h/a] |  | 0
2987 | BA29_NR_Data_Centers | b_li_rt_haL_nr_dc | Low voltage halogen lamps | Hours per year [h/a] |  |  |  |  | 0 | 0 | 0 | 0 | 0 | [5 empty] | 1 | 1 | 1 | 1 | 1 | 1 | Low voltage halogen lamps | Hours per year [h/a] |  | 0 | [8 empty] | Low voltage halogen lamps | Hours per year [h/a] |  | 0 | [9 empty] | Niederspannungshalogen Lampe | Stunden pro year [h/a] |  | 0 | [8 empty] | Low voltage halogen lamps | Hours per year [h/a] |  | 0 | [8 empty] | Low voltage halogen lamps | Hours per year [h/a] |  | 0 | [8 empty] | Low voltage halogen lamps | Hours per year [h/a] |  | 0
2988 | BA29_NR_Data_Centers | b_li_rt_haM_nr_dc | Medium voltage halogen lamps | Hours per year [h/a] |  |  |  |  | 0 | 0 | 0 | 0 | 0 | [5 empty] | 1 | 1 | 1 | 1 | 1 | 1 | Medium voltage halogen lamps | Hours per year [h/a] |  | 0 | [8 empty] | Medium voltage halogen lamps | Hours per year [h/a] |  | 0 | [9 empty] | mittelspannungshalogen Lampe | Stunden pro year [h/a] |  | 0 | [8 empty] | Medium voltage halogen lamps | Hours per year [h/a] |  | 0 | [8 empty] | Medium voltage halogen lamps | Hours per year [h/a] |  | 0 | [8 empty] | Medium voltage halogen lamps | Hours per year [h/a] |  | 0
2989 | BA29_NR_Data_Centers | b_li_rt_in_nr_dc | Incandescent lamps | Hours per year [h/a] |  |  |  |  | 0 | 0 | 0 | 0 | 0 | [5 empty] | 1 | 1 | 1 | 1 | 1 | 1 | Incandescent lamps | Hours per year [h/a] |  | 0 | [8 empty] | Incandescent lamps | Hours per year [h/a] |  | 0 | [9 empty] | Glühlampe | Stunden pro year [h/a] |  | 0 | [8 empty] | Incandescent lamps | Hours per year [h/a] |  | 0 | [8 empty] | Incandescent lamps | Hours per year [h/a] |  | 0 | [8 empty] | Incandescent lamps | Hours per year [h/a] |  | 0
2990 |  |  | Share of | [8 empty] | 0% | [12 empty] | Share of |  | 0% | 0% | 0% | 0% | 0% | [5 empty] | Share of |  | 0% | 0% | 0% | 0% |  | 0% | [5 empty] | Anteil of |  | 0% | 0% | 0% | 0% | 0% | [5 empty] | Share of |  | 0% | 0% | 0% | 0% | 0% | [5 empty] | Share of |  | 0% | 0% | 0% | 0% | 0% | [5 empty] | Share of |  | 0% | 0% | 0% | 0% | 0%
2991 | BA29_NR_Data_Centers | b_li_sh_in_nr_dc | Incandescent lamps | Percent [0 to 100%] |  |  |  |  | 0% | 0% | 0% | 0% | 0% | [5 empty] | 1 | 1 | 1 | 1 | 1 | 1 | Incandescent lamps | Percent [0 to 100%] |  | 0% | [8 empty] | Incandescent lamps | Percent [0 to 100%] |  | 0% | [9 empty] | Glühlampe | Prozent [0 bis 100%] |  | 0% | [8 empty] | Incandescent lamps | Percent [0 to 100%] |  | 0% | [8 empty] | Incandescent lamps | Percent [0 to 100%] |  | 0% | [8 empty] | Incandescent lamps | Percent [0 to 100%] |  | 0%
2992 | BA29_NR_Data_Centers | b_li_sh_cf_nr_dc | Compact fluorescent lamps | Percent [0 to 100%] |  |  |  |  | 0% | 0% | 0% | 0% | 0% | [5 empty] | 1 | 1 | 1 | 1 | 1 | 1 | Compact fluorescent lamps | Percent [0 to 100%] |  | 0% | [8 empty] | Compact fluorescent lamps | Percent [0 to 100%] |  | 0% | [9 empty] | KompaktLeuchtstofflampe | Prozent [0 bis 100%] |  | 0% | [8 empty] | Compact fluorescent lamps | Percent [0 to 100%] |  | 0% | [8 empty] | Compact fluorescent lamps | Percent [0 to 100%] |  | 0% | [8 empty] | Compact fluorescent lamps | Percent [0 to 100%] |  | 0%
2993 | BA29_NR_Data_Centers | b_li_sh_fl_nr_dc | Fluorescent lamps | Percent [0 to 100%] |  |  |  |  | 0% | 0% | 0% | 0% | 0% | [5 empty] | 1 | 1 | 1 | 1 | 1 | 1 | Fluorescent lamps | Percent [0 to 100%] |  | 0% | [8 empty] | Fluorescent lamps | Percent [0 to 100%] |  | 0% | [9 empty] | Leuchtstofflampe | Prozent [0 bis 100%] |  | 0% | [8 empty] | Fluorescent lamps | Percent [0 to 100%] |  | 0% | [8 empty] | Fluorescent lamps | Percent [0 to 100%] |  | 0% | [8 empty] | Fluorescent lamps | Percent [0 to 100%] |  | 0%
2994 | BA29_NR_Data_Centers | b_li_sh_haL_nr_dc | Low voltage halogen lamps | Percent [0 to 100%] |  |  |  |  | 0% | 0% | 0% | 0% | 0% | [5 empty] | 1 | 1 | 1 | 1 | 1 | 1 | Low voltage halogen lamps | Percent [0 to 100%] |  | 0% | [8 empty] | Low voltage halogen lamps | Percent [0 to 100%] |  | 0% | [9 empty] | Niederspannungshalogen Lampe | Prozent [0 bis 100%] |  | 0% | [8 empty] | Low voltage halogen lamps | Percent [0 to 100%] |  | 0% | [8 empty] | Low voltage halogen lamps | Percent [0 to 100%] |  | 0% | [8 empty] | Low voltage halogen lamps | Percent [0 to 100%] |  | 0%
2995 | BA29_NR_Data_Centers | b_li_sh_haM_nr_dc | Medium voltage halogen lamps | Percent [0 to 100%] |  |  |  |  | 0% | 0% | 0% | 0% | 0% | [5 empty] | 1 | 1 | 1 | 1 | 1 | 1 | Medium voltage halogen lamps | Percent [0 to 100%] |  | 0% | [8 empty] | Medium voltage halogen lamps | Percent [0 to 100%] |  | 0% | [9 empty] | mittelspannungshalogen Lampe | Prozent [0 bis 100%] |  | 0% | [8 empty] | Medium voltage halogen lamps | Percent [0 to 100%] |  | 0% | [8 empty] | Medium voltage halogen lamps | Percent [0 to 100%] |  | 0% | [8 empty] | Medium voltage halogen lamps | Percent [0 to 100%] |  | 0%
2996 | [11 empty] | 0
2997 | Lever existing situation Please enter value of % of total stock with technology already applied to |  | Lever Existing Situation (please enter value of % of total stock) | [8 empty] | 0 | [12 empty] | Lever Existing Situation (please enter value of % of total stock) | [11 empty] | Lever Existing Situation (please enter value of % of total stock) | [12 empty] | Hebel bereits vorhanden (bitte %Wert angeben bezogen auf Gesamtgebäudebestand) | [11 empty] | Lever Existing Situation (please enter value of % of total stock) | [11 empty] | Lever Existing Situation (please enter value of % of total stock) | [11 empty] | Lever Existing Situation (please enter value of % of total stock)
2998 |  |  | Share of | [8 empty] | 0% | [12 empty] | Share of | [11 empty] | Share of | [12 empty] | Anteil of | [11 empty] | Share of | [11 empty] | Share of | [11 empty] | Share of
2999 | BA29_NR_Data_Centers | b_wi_sh_nr_dc | buildings with wall insulation | Percent [0 to 100%] |  |  |  |  | 0% | 0% | 0% | 0% | 0% | [5 empty] | 1 | 1 | 1 | 1 | 1 | 1 | buildings with wall insulation | Percent [0 to 100%] |  | 0% | [8 empty] | buildings with wall insulation | Percent [0 to 100%] |  | 0% | [9 empty] | Gebäude mit Wandisolierung | Prozent [0 bis 100%] |  | 0% | [8 empty] | buildings with wall insulation | Percent [0 to 100%] |  | 0% | [8 empty] | buildings with wall insulation | Percent [0 to 100%] |  | 0% | [8 empty] | buildings with wall insulation | Percent [0 to 100%] |  | 0%
3000 | BA29_NR_Data_Centers | b_gl_sh_nr_dc | buildings with high efficient glazing | Percent [0 to 100%] |  |  |  |  | 0% | 0% | 0% | 0% | 0% | [5 empty] | 1 | 1 | 1 | 1 | 1 | 1 | buildings with high efficient glazing | Percent [0 to 100%] |  | 0% | [8 empty] | buildings with high efficient glazing | Percent [0 to 100%] |  | 0% | [9 empty] | Gebäude mit effiziente Verglasung | Prozent [0 bis 100%] |  | 0% | [8 empty] | buildings with high efficient glazing | Percent [0 to 100%] |  | 0% | [8 empty] | buildings with high efficient glazing | Percent [0 to 100%] |  | 0% | [8 empty] | buildings with high efficient glazing | Percent [0 to 100%] |  | 0%
3001 | BA29_NR_Data_Centers | b_li_sh_nr_dc | buildings with efficient lighting in baseline | Percent [0 to 100%] |  |  |  |  | 0% | 0% | 0% | 0% | 0% | [5 empty] | 1 | 1 | 1 | 1 | 1 | 1 | buildings with efficient lighting in baseline | Percent [0 to 100%] |  | 0% | [8 empty] | buildings with efficient lighting in baseline | Percent [0 to 100%] |  | 0% | [9 empty] | Gebäude mit effiziente Beleuchtung | Prozent [0 bis 100%] |  | 0% | [8 empty] | buildings with efficient lighting in baseline | Percent [0 to 100%] |  | 0% | [8 empty] | buildings with efficient lighting in baseline | Percent [0 to 100%] |  | 0% | [8 empty] | buildings with efficient lighting in baseline | Percent [0 to 100%] |  | 0%
3002 | BA29_NR_Data_Centers | b_dol_sh_nr_dc | buildings with demand oriented lighting | Percent [0 to 100%] |  |  |  |  | 0% | 0% | 0% | 0% | 0% | [5 empty] | 1 | 1 | 1 | 1 | 1 | 1 | buildings with demand oriented lighting | Percent [0 to 100%] |  | 0% | [8 empty] | buildings with demand oriented lighting | Percent [0 to 100%] |  | 0% | [9 empty] | Gebäude mit bedarfsorientierte Beleuchtung | Prozent [0 bis 100%] |  | 0% | [8 empty] | buildings with demand oriented lighting | Percent [0 to 100%] |  | 0% | [8 empty] | buildings with demand oriented lighting | Percent [0 to 100%] |  | 0% | [8 empty] | buildings with demand oriented lighting | Percent [0 to 100%] |  | 0%
3003 | BA29_NR_Data_Centers | b_bem_sh_nr_dc | buildings with Building Efficiency Monitoring | Percent [0 to 100%] |  |  |  |  | 0% | 0% | 0% | 0% | 0% | [5 empty] | 1 | 1 | 1 | 1 | 1 | 1 | buildings with Building Efficiency Monitoring | Percent [0 to 100%] |  | 0% | [8 empty] | buildings with Building Efficiency Monitoring | Percent [0 to 100%] |  | 0% | [9 empty] | Gebäude mit Gebäudeeffizienzüberwachung | Prozent [0 bis 100%] |  | 0% | [8 empty] | buildings with Building Efficiency Monitoring | Percent [0 to 100%] |  | 0% | [8 empty] | buildings with Building Efficiency Monitoring | Percent [0 to 100%] |  | 0% | [8 empty] | buildings with Building Efficiency Monitoring | Percent [0 to 100%] |  | 0%
3004 | BA29_NR_Data_Centers | b_brm_sh_nr_dc | buildings with Building Remote Monitoring | Percent [0 to 100%] |  |  |  |  | 0% | 0% | 0% | 0% | 0% | [5 empty] | 1 | 1 | 1 | 1 | 1 | 1 | buildings with Building Remote Monitoring | Percent [0 to 100%] |  | 0% | [8 empty] | buildings with Building Remote Monitoring | Percent [0 to 100%] |  | 0% | [9 empty] | Gebäude mit Gebäudefernüberwachung | Prozent [0 bis 100%] |  | 0% | [8 empty] | buildings with Building Remote Monitoring | Percent [0 to 100%] |  | 0% | [8 empty] | buildings with Building Remote Monitoring | Percent [0 to 100%] |  | 0% | [8 empty] | buildings with Building Remote Monitoring | Percent [0 to 100%] |  | 0%
3005 | BA29_NR_Data_Centers | b_bpo_sh_nr_dc | buildings with Building Performance Optimization | Percent [0 to 100%] |  |  |  |  | 0% | 0% | 0% | 0% | 0% | [5 empty] | 1 | 1 | 1 | 1 | 1 | 1 | buildings with Building Performance Optimization | Percent [0 to 100%] |  | 0% | [8 empty] | buildings with Building Performance Optimization | Percent [0 to 100%] |  | 0% | [9 empty] | Gebäude mit Gebäudeleistungsoptimierung | Prozent [0 bis 100%] |  | 0% | [8 empty] | buildings with Building Performance Optimization | Percent [0 to 100%] |  | 0% | [8 empty] | buildings with Building Performance Optimization | Percent [0 to 100%] |  | 0% | [8 empty] | buildings with Building Performance Optimization | Percent [0 to 100%] |  | 0%
3006 | BA29_NR_Data_Centers | b_dcv_sh_nr_dc | buildings with Demand controlled ventilation | Percent [0 to 100%] |  |  |  |  | 0% | 0% | 0% | 0% | 0% | [5 empty] | 1 | 1 | 1 | 1 | 1 | 1 | buildings with Demand controlled ventilation | Percent [0 to 100%] |  | 0% | [8 empty] | buildings with Demand controlled ventilation | Percent [0 to 100%] |  | 0% | [9 empty] | Gebäude mit bedarfsgesteuerte Lüftung | Prozent [0 bis 100%] |  | 0% | [8 empty] | buildings with Demand controlled ventilation | Percent [0 to 100%] |  | 0% | [8 empty] | buildings with Demand controlled ventilation | Percent [0 to 100%] |  | 0% | [8 empty] | buildings with Demand controlled ventilation | Percent [0 to 100%] |  | 0%
3007 | BA29_NR_Data_Centers | b_hcr_sh_nr_dc | buildings with Heat and Cold Recovery in ventilation | Percent [0 to 100%] |  |  |  |  | 0% | 0% | 0% | 0% | 0% | [5 empty] | 1 | 1 | 1 | 1 | 1 | 1 | buildings with Heat and Cold Recovery in ventilation | Percent [0 to 100%] |  | 0% | [8 empty] | buildings with Heat and Cold Recovery in ventilation | Percent [0 to 100%] |  | 0% | [9 empty] | Gebäude mit Wärme und Kälterückgewinnung in Lüftung | Prozent [0 bis 100%] |  | 0% | [8 empty] | buildings with Heat and Cold Recovery in ventilation | Percent [0 to 100%] |  | 0% | [8 empty] | buildings with Heat and Cold Recovery in ventilation | Percent [0 to 100%] |  | 0% | [8 empty] | buildings with Heat and Cold Recovery in ventilation | Percent [0 to 100%] |  | 0%
3008 | BA29_NR_Data_Centers | b_em_sh_nr_dc | buildings with Efficient Motors | Percent [0 to 100%] |  |  |  |  | 0% | 0% | 0% | 0% | 0% | [5 empty] | 1 | 1 | 1 | 1 | 1 | 1 | buildings with Efficient Motors | Percent [0 to 100%] |  | 0% | [8 empty] | buildings with Efficient Motors | Percent [0 to 100%] |  | 0% | [9 empty] | Gebäude mit effizienten Motoren | Prozent [0 bis 100%] |  | 0% | [8 empty] | buildings with Efficient Motors | Percent [0 to 100%] |  | 0% | [8 empty] | buildings with Efficient Motors | Percent [0 to 100%] |  | 0% | [8 empty] | buildings with Efficient Motors | Percent [0 to 100%] |  | 0%
3009 | BA29_NR_Data_Centers | b_bac_sh_nr_dc | buildings with Building Automation BACS Class C | Percent [0 to 100%] |  |  |  |  | 0% | 0% | 0% | 0% | 0% | [5 empty] | 1 | 1 | 1 | 1 | 1 | 1 | buildings with Building Automation BACS Class C | Percent [0 to 100%] |  | 0% | [8 empty] | buildings with Building Automation BACS Class C | Percent [0 to 100%] |  | 0% | [9 empty] | Gebäude mit Gebäudeautomatisierung Klasse C | Prozent [0 bis 100%] |  | 0% | [8 empty] | buildings with Building Automation BACS Class C | Percent [0 to 100%] |  | 0% | [8 empty] | buildings with Building Automation BACS Class C | Percent [0 to 100%] |  | 0% | [8 empty] | buildings with Building Automation BACS Class C | Percent [0 to 100%] |  | 0%
3010 | BA29_NR_Data_Centers | b_bab_sh_nr_dc | buildings with Building Automation BACS Class B | Percent [0 to 100%] |  |  |  |  | 0% | 0% | 0% | 0% | 0% | [5 empty] | 1 | 1 | 1 | 1 | 1 | 1 | buildings with Building Automation BACS Class B | Percent [0 to 100%] |  | 0% | [8 empty] | buildings with Building Automation BACS Class B | Percent [0 to 100%] |  | 0% | [9 empty] | Gebäude mit Gebäudeautomatisierung Klasse B | Prozent [0 bis 100%] |  | 0% | [8 empty] | buildings with Building Automation BACS Class B | Percent [0 to 100%] |  | 0% | [8 empty] | buildings with Building Automation BACS Class B | Percent [0 to 100%] |  | 0% | [8 empty] | buildings with Building Automation BACS Class B | Percent [0 to 100%] |  | 0%
3011 | BA29_NR_Data_Centers | b_baa_sh_nr_dc | buildings with Building Automation BACS Class A | Percent [0 to 100%] |  |  |  |  | 0% | 0% | 0% | 0% | 0% | [5 empty] | 1 | 1 | 1 | 1 | 1 | 1 | buildings with Building Automation BACS Class A | Percent [0 to 100%] |  | 0% | [8 empty] | buildings with Building Automation BACS Class A | Percent [0 to 100%] |  | 0% | [9 empty] | Gebäude mit Gebäudeautomatisierung Klasse A | Prozent [0 bis 100%] |  | 0% | [8 empty] | buildings with Building Automation BACS Class A | Percent [0 to 100%] |  | 0% | [8 empty] | buildings with Building Automation BACS Class A | Percent [0 to 100%] |  | 0% | [8 empty] | buildings with Building Automation BACS Class A | Percent [0 to 100%] |  | 0%
3012 | BA29_NR_Data_Centers | b_rac_sh_nr_dc | buildings with Room Automation HVAC | Percent [0 to 100%] |  |  |  |  | 0% | 0% | 0% | 0% | 0% | [5 empty] | 1 | 1 | 1 | 1 | 1 | 1 | buildings with Room Automation HVAC | Percent [0 to 100%] |  | 0% | [8 empty] | buildings with Room Automation HVAC | Percent [0 to 100%] |  | 0% | [9 empty] | Gebäude mit Raumautomatisierung Heizung/Lüftung/Klima | Prozent [0 bis 100%] |  | 0% | [8 empty] | buildings with Room Automation HVAC | Percent [0 to 100%] |  | 0% | [8 empty] | buildings with Room Automation HVAC | Percent [0 to 100%] |  | 0% | [8 empty] | buildings with Room Automation HVAC | Percent [0 to 100%] |  | 0%
3013 | BA29_NR_Data_Centers | b_rab_sh_nr_dc | buildings with Room Automation HVAC + lighting | Percent [0 to 100%] |  |  |  |  | 0% | 0% | 0% | 0% | 0% | [5 empty] | 1 | 1 | 1 | 1 | 1 | 1 | buildings with Room Automation HVAC + lighting | Percent [0 to 100%] |  | 0% | [8 empty] | buildings with Room Automation HVAC + lighting | Percent [0 to 100%] |  | 0% | [9 empty] | Gebäude mit Raumautomatisierung Heizung/Lüftung/Klima/Beleuchtung | Prozent [0 bis 100%] |  | 0% | [8 empty] | buildings with Room Automation HVAC + lighting | Percent [0 to 100%] |  | 0% | [8 empty] | buildings with Room Automation HVAC + lighting | Percent [0 to 100%] |  | 0% | [8 empty] | buildings with Room Automation HVAC + lighting | Percent [0 to 100%] |  | 0%
3014 | BA29_NR_Data_Centers | b_raa_sh_nr_dc | buildings with Building Automation HVAC + lighting + blinds | Percent [0 to 100%] |  |  |  |  | 0% | 0% | 0% | 0% | 0% | [5 empty] | 1 | 1 | 1 | 1 | 1 | 1 | buildings with Building Automation HVAC + lighting + blinds | Percent [0 to 100%] |  | 0% | [8 empty] | buildings with Building Automation HVAC + lighting + blinds | Percent [0 to 100%] |  | 0% | [9 empty] | Gebäude mit Raumautomatisierung Heizung/Lüftung/Klima/Beleuchtung/Verschattung | Prozent [0 bis 100%] |  | 0% | [8 empty] | buildings with Building Automation HVAC + lighting + blinds | Percent [0 to 100%] |  | 0% | [8 empty] | buildings with Building Automation HVAC + lighting + blinds | Percent [0 to 100%] |  | 0% | [8 empty] | buildings with Building Automation HVAC + lighting + blinds | Percent [0 to 100%] |  | 0%
3015
3016
3017
3018
3019
3020
3021
3022
3023
3024
3025
3026
3027
3028
3029
3030
3031
3032
3033
3034
3035
3036
3037
3038
3039
3040
3041
3042
3043
3044
3045
3046
3047
3048
3049
3050
3051
3052
3053
3054
3055
3056
3057
3058
3059
3060
3061
3062
3063
3064
3065
3066
3067
3068
3069
3070
3071
3072
3073
3074
3075
3076
3077
3078
3079
3080
3081
3082
3083
3084
3085
3086
3087
3088
3089
3090
3091
3092
3093
3094
3095
3096
3097
3098
3099
3100
No transfer to summary below this line
Note on K20: Same as initial baseline data, if there is no forcast of today available in the source.
Note on W20: Same as initial baseline data, if there is no forcast of today available in the source.

## Lorry EuroX Calculator (hidden)
Year | EmissionConcept | IDEmConc | Share(vehkm) | %Vehkm(Attr1) | %Vehkm(Attr2) | 1995_HGV D Euro-II | 0.048043
1994 | HGV D 60ties | 206 | 0.4462% |  |  | 1995_HGV_D_EE | 0.010109
1994 | HGV D 70ties | 207 | 5.986% |  |  | 1996_HGV_D_60ties | 0.0030869
1994 | HGV D 80ties | 208 | 76.53% |  |  | 1996_HGV D 70ties | 0.035884
1994 | HGV D Euro-I | 210 | 14.58% |  |  | 1996_HGV D 80ties | 0.59892
1994 | HGV D Euro-II | 220 | 0.7153% |  |  | 1996_HGV D Euro-I | 0.22756
1994 | HGV D EE | 9209 | 1.741% |  |  | 1996_HGV D Euro-II | 0.12872
1995 | HGV D 60ties | 206 | 0.3699% |  |  | 1996_HGV D EE | 0.0058193
1995 | HGV D 70ties | 207 | 4.46% |  |  | 1997_HGV D 60ties | 0.0026112
1995 | HGV D 80ties | 208 | 68.07% |  |  | 1997_HGV D 70ties | 0.029228 |  | ir | 1
1995 | HGV D Euro-I | 210 | 21.29% |  |  | 1997_HGV D 80ties | 0.51852 |  | ar | 2
1995 | HGV D Euro-II | 220 | 4.804% |  |  | 1997_HGV D Euro-I | 0.21903 |  | 1994EU1 | 0.7153%
1995 | HGV D EE | 9209 | 1.011% |  |  | 1997_HGV D Euro-II | 0.22743 |  |  | 4.804%
1996 | HGV D 60ties | 206 | 0.3087% |  |  | 1997_HGV D EE | 0.0031819 |  |  | 12.87%
1996 | HGV D 70ties | 207 | 3.588% |  |  | 1998_HGV D 60ties | 0.0022155 |  |  | 22.74%
1996 | HGV D 80ties | 208 | 59.89% |  |  | 1998_HGV D 70ties | 0.023153 |  |  | 34.62%
1996 | HGV D Euro-I | 210 | 22.76% |  |  | 1998_HGV D 80ties | 0.43098 |  |  | 45.58%
1996 | HGV D Euro-II | 220 | 12.87% |  |  | 1998_HGV D Euro-I | 0.19562 |  | 1995EU1 | 4.804%
1996 | HGV D EE | 9209 | 0.5819% |  |  | 1998_HGV D Euro-II | 0.3462
1997 | HGV D 60ties | 206 | 0.2611%
1997 | HGV D 70ties | 207 | 2.923%
1997 | HGV D 80ties | 208 | 51.85%
1997 | HGV D Euro-I | 210 | 21.9%
1997 | HGV D Euro-II | 220 | 22.74% | [5 empty] | 1996EU1 | 12.87%
1997 | HGV D EE | 9209 | 0.3182%
1998 | HGV D 60ties | 206 | 0.2215%
1998 | HGV D 70ties | 207 | 2.315%
1998 | HGV D 80ties | 208 | 43.1%
1998 | HGV D Euro-I | 210 | 19.56%
1998 | HGV D Euro-II | 220 | 34.62% | [5 empty] | 1997EU1 | 22.74%
1998 | HGV D EE | 9209 | 0.1828%
1999 | HGV D 60ties | 206 | 0.1856%
1999 | HGV D 70ties | 207 | 1.892%
1999 | HGV D 80ties | 208 | 35.94%
1999 | HGV D Euro-I | 210 | 16.32%
1999 | HGV D Euro-II | 220 | 45.58% | [5 empty] | 1998EU1 | 34.62%
1999 | HGV D EE | 9209 | 0.08986%
2000 | HGV D 60ties | 206 | 0.1603%
2000 | HGV D 70ties | 207 | 1.144%
2000 | HGV D 80ties | 208 | 29.94%
2000 | HGV D Euro-I | 210 | 13.58%
2000 | HGV D Euro-II | 220 | 54.11% | [5 empty] | 1999EU1 | 45.58%
2000 | HGV D Euro-III | 230 | 1.061%
2001 | HGV D 70ties | 207 | 1.204%
2001 | HGV D 80ties | 208 | 24.69%
2001 | HGV D Euro-I | 210 | 11.08%
2001 | HGV D Euro-II | 220 | 56.14% | [5 empty] | 2000EU1 | 54.11%
2001 | HGV D Euro-III | 230 | 6.878%
2002 | HGV D 70ties | 207 | 0.8932%
2002 | HGV D 80ties | 208 | 20.29%
2002 | HGV D Euro-I | 210 | 8.936%
2002 | HGV D Euro-II | 220 | 52.4%
2002 | HGV D Euro-III | 230 | 17.48%
2003 | HGV D 70ties | 207 | 0.9583%
2003 | HGV D 80ties | 208 | 18.89%
2003 | HGV D Euro-I | 210 | 8.397%
2003 | HGV D Euro-II | 220 | 44.59%
2003 | HGV D Euro-III | 230 | 27.16%
2004 | HGV D 70ties | 207 | 0.8849%
2004 | HGV D 80ties | 208 | 16.19%
2004 | HGV D Euro-I | 210 | 7.427%
2004 | HGV D Euro-II | 220 | 37.51%
2004 | HGV D Euro-III | 230 | 37.97%
2004 | HGV D Euro-IV EGR | 241 | 0.005754%
2004 | HGV D Euro-IV SCR | 242 | 0.01726%
2005 | HGV D 70ties | 207 | 0.8163%
2005 | HGV D 80ties | 208 | 13.64%
2005 | HGV D Euro-I | 210 | 6.473%
2005 | HGV D Euro-II | 220 | 30.68%
2005 | HGV D Euro-III | 230 | 47.58%
2005 | HGV D Euro-IV EGR | 241 | 0.2011%
2005 | HGV D Euro-IV SCR | 242 | 0.6033%
2006 | HGV D 70ties | 207 | 0.8256%
2006 | HGV D 80ties | 208 | 12.31%
2006 | HGV D Euro-I | 210 | 5.889%
2006 | HGV D Euro-II | 220 | 25.14%
2006 | HGV D Euro-III | 230 | 51.91%
2006 | HGV D Euro-IV EGR | 241 | 0.5816%
2006 | HGV D Euro-IV SCR | 242 | 1.745%
2006 | HGV D Euro-V EGR | 251 | 0.4005%
2006 | HGV D Euro-V SCR | 252 | 1.201%
2007 | HGV D 70ties | 207 | 0.8207%
2007 | HGV D 80ties | 208 | 10.6%
2007 | HGV D Euro-I | 210 | 5.16%
2007 | HGV D Euro-II | 220 | 20.08%
2007 | HGV D Euro-III | 230 | 49.36%
2007 | HGV D Euro-IV EGR | 241 | 1.745%
2007 | HGV D Euro-IV SCR | 242 | 5.234%
2007 | HGV D Euro-V EGR | 251 | 1.748%
2007 | HGV D Euro-V SCR | 252 | 5.245%
2008 | HGV D 70ties | 207 | 0.689%
2008 | HGV D 80ties | 208 | 7.898%
2008 | HGV D Euro-I | 210 | 4.062%
2008 | HGV D Euro-II | 220 | 16.43%
2008 | HGV D Euro-III | 230 | 41.41%
2008 | HGV D Euro-IV EGR | 241 | 3.507%
2008 | HGV D Euro-IV SCR | 242 | 10.52%
2008 | HGV D Euro-V EGR | 251 | 3.871%
2008 | HGV D Euro-V SCR | 252 | 11.61%
2009 | HGV D 70ties | 207 | 0.4944%
2009 | HGV D 80ties | 208 | 6.102%
2009 | HGV D Euro-I | 210 | 3.203%
2009 | HGV D Euro-II | 220 | 13.26%
2009 | HGV D Euro-III | 230 | 34.15%
2009 | HGV D Euro-IV EGR | 241 | 4.199%
2009 | HGV D Euro-IV SCR | 242 | 12.6%
2009 | HGV D Euro-V EGR | 251 | 6.5%
2009 | HGV D Euro-V SCR | 252 | 19.5%
2010 | HGV D 70ties | 207 | 0.1077%
2010 | HGV D 80ties | 208 | 4.809%
2010 | HGV D Euro-I | 210 | 2.442%
2010 | HGV D Euro-II | 220 | 10.62%
2010 | HGV D Euro-III | 230 | 26.72%
2010 | HGV D Euro-IV EGR | 241 | 3.975%
2010 | HGV D Euro-IV SCR | 242 | 11.93%
2010 | HGV D Euro-V EGR | 251 | 9.85%
2010 | HGV D Euro-V SCR | 252 | 29.55%
2011 | HGV D 80ties | 208 | 3.736%
2011 | HGV D Euro-I | 210 | 1.88%
2011 | HGV D Euro-II | 220 | 8.763%
2011 | HGV D Euro-III | 230 | 21.22%
2011 | HGV D Euro-IV EGR | 241 | 3.359%
2011 | HGV D Euro-IV SCR | 242 | 10.08%
2011 | HGV D Euro-V EGR | 251 | 12.74%
2011 | HGV D Euro-V SCR | 252 | 38.22%
2012 | HGV D 80ties | 208 | 2.682%
2012 | HGV D Euro-I | 210 | 1.418%
2012 | HGV D Euro-II | 220 | 6.829%
2012 | HGV D Euro-III | 230 | 16.39%
2012 | HGV D Euro-IV EGR | 241 | 2.795%
2012 | HGV D Euro-IV SCR | 242 | 8.384%
2012 | HGV D Euro-V EGR | 251 | 15.28%
2012 | HGV D Euro-V SCR | 252 | 45.83%
2012 | HGV D Euro-VI | 260 | 0.3975% |  | 100%
2013 | HGV D 80ties | 208 | 2.083%
2013 | HGV D Euro-I | 210 | 1.089%
2013 | HGV D Euro-II | 220 | 5.503%
2013 | HGV D Euro-III | 230 | 13.79%
2013 | HGV D Euro-IV EGR | 241 | 2.229%
2013 | HGV D Euro-IV SCR | 242 | 6.687%
2013 | HGV D Euro-V EGR | 251 | 16.37%
2013 | HGV D Euro-V SCR | 252 | 49.12%
2013 | HGV D Euro-VI | 260 | 3.128% |  | 100%
2014 | HGV D 80ties | 208 | 1.671%
2014 | HGV D Euro-I | 210 | 0.8311%
2014 | HGV D Euro-II | 220 | 4.294%
2014 | HGV D Euro-III | 230 | 10.86%
2014 | HGV D Euro-IV EGR | 241 | 1.789%
2014 | HGV D Euro-IV SCR | 242 | 5.367%
2014 | HGV D Euro-V EGR | 251 | 15.47%
2014 | HGV D Euro-V SCR | 252 | 46.42%
2014 | HGV D Euro-VI | 260 | 13.29% |  | 100%
2015 | HGV D 80ties | 208 | 1.335%
2015 | HGV D Euro-I | 210 | 0.6322%
2015 | HGV D Euro-II | 220 | 3.429%
2015 | HGV D Euro-III | 230 | 9.325%
2015 | HGV D Euro-IV EGR | 241 | 1.474%
2015 | HGV D Euro-IV SCR | 242 | 4.421%
2015 | HGV D Euro-V EGR | 251 | 12.8%
2015 | HGV D Euro-V SCR | 252 | 38.4%
2015 | HGV D Euro-VI | 260 | 28.18% |  | 100%
2016 | HGV D 80ties | 208 | 0.9968%
2016 | HGV D Euro-I | 210 | 0.4614%
2016 | HGV D Euro-II | 220 | 2.672%
2016 | HGV D Euro-III | 230 | 7.688%
2016 | HGV D Euro-IV EGR | 241 | 1.228%
2016 | HGV D Euro-IV SCR | 242 | 3.683%
2016 | HGV D Euro-V EGR | 251 | 10.56%
2016 | HGV D Euro-V SCR | 252 | 31.67%
2016 | HGV D Euro-VI | 260 | 41.04% |  | 100%
2017 | HGV D 80ties | 208 | 0.8817%
2017 | HGV D Euro-I | 210 | 0.3545%
2017 | HGV D Euro-II | 220 | 2.05%
2017 | HGV D Euro-III | 230 | 6.019%
2017 | HGV D Euro-IV EGR | 241 | 1.023%
2017 | HGV D Euro-IV SCR | 242 | 3.068%
2017 | HGV D Euro-V EGR | 251 | 8.375%
2017 | HGV D Euro-V SCR | 252 | 25.13%
2017 | HGV D Euro-VI | 260 | 53.1% |  | 100%
2018 | HGV D 80ties | 208 | 0.6693%
2018 | HGV D Euro-I | 210 | 0.2533%
2018 | HGV D Euro-II | 220 | 1.597%
2018 | HGV D Euro-III | 230 | 5.006%
2018 | HGV D Euro-IV EGR | 241 | 0.893%
2018 | HGV D Euro-IV SCR | 242 | 2.679%
2018 | HGV D Euro-V EGR | 251 | 6.764%
2018 | HGV D Euro-V SCR | 252 | 20.29%
2018 | HGV D Euro-VI | 260 | 61.85% |  | 100%
2019 | HGV D 80ties | 208 | 0.6237%
2019 | HGV D Euro-I | 210 | 0.212%
2019 | HGV D Euro-II | 220 | 1.228%
2019 | HGV D Euro-III | 230 | 3.825%
2019 | HGV D Euro-IV EGR | 241 | 0.7458%
2019 | HGV D Euro-IV SCR | 242 | 2.237%
2019 | HGV D Euro-V EGR | 251 | 5.251%
2019 | HGV D Euro-V SCR | 252 | 15.75%
2019 | HGV D Euro-VI | 260 | 70.12% |  | 100%
2020 | HGV D 80ties | 208 | 0.5834%
2020 | HGV D Euro-I | 210 | 0.1763%
2020 | HGV D Euro-II | 220 | 0.9469%
2020 | HGV D Euro-III | 230 | 3.095%
2020 | HGV D Euro-IV EGR | 241 | 0.6228%
2020 | HGV D Euro-IV SCR | 242 | 1.868%
2020 | HGV D Euro-V EGR | 251 | 4.467%
2020 | HGV D Euro-V SCR | 252 | 13.4%
2020 | HGV D Euro-VI | 260 | 74.84% |  | 100%
2021 | HGV D 80ties | 208 | 0.5035%
2021 | HGV D Euro-I | 210 | 0.1381%
2021 | HGV D Euro-II | 220 | 0.6878%
2021 | HGV D Euro-III | 230 | 2.47%
2021 | HGV D Euro-IV EGR | 241 | 0.5029%
2021 | HGV D Euro-IV SCR | 242 | 1.509%
2021 | HGV D Euro-V EGR | 251 | 3.689%
2021 | HGV D Euro-V SCR | 252 | 11.07%
2021 | HGV D Euro-VI | 260 | 79.43% |  | 100%
2022 | HGV D 80ties | 208 | 0.3446%
2022 | HGV D Euro-I | 210 | 0.1628%
2022 | HGV D Euro-II | 220 | 0.5174%
2022 | HGV D Euro-III | 230 | 1.945%
2022 | HGV D Euro-IV EGR | 241 | 0.4059%
2022 | HGV D Euro-IV SCR | 242 | 1.218%
2022 | HGV D Euro-V EGR | 251 | 3.043%
2022 | HGV D Euro-V SCR | 252 | 9.13%
2022 | HGV D Euro-VI | 260 | 83.23% |  | 100%
2023 | HGV D 80ties | 208 | 0.1986%
2023 | HGV D Euro-I | 210 | 0.2143%
2023 | HGV D Euro-II | 220 | 0.4437%
2023 | HGV D Euro-III | 230 | 1.51%
2023 | HGV D Euro-IV EGR | 241 | 0.3269%
2023 | HGV D Euro-IV SCR | 242 | 0.9807%
2023 | HGV D Euro-V EGR | 251 | 2.464%
2023 | HGV D Euro-V SCR | 252 | 7.391%
2023 | HGV D Euro-VI | 260 | 86.47% |  | 100%
2024 | HGV D Euro-I | 210 | 0.2473%
2024 | HGV D Euro-II | 220 | 0.3377%
2024 | HGV D Euro-III | 230 | 1.186%
2024 | HGV D Euro-IV EGR | 241 | 0.2656%
2024 | HGV D Euro-IV SCR | 242 | 0.7968%
2024 | HGV D Euro-V EGR | 251 | 1.988%
2024 | HGV D Euro-V SCR | 252 | 5.964%
2024 | HGV D Euro-VI | 260 | 89.21% |  | 100%
2025 | HGV D Euro-I | 210 | 0.1457%
2025 | HGV D Euro-II | 220 | 0.4423%
2025 | HGV D Euro-III | 230 | 0.9078%
2025 | HGV D Euro-IV EGR | 241 | 0.2095%
2025 | HGV D Euro-IV SCR | 242 | 0.6284%
2025 | HGV D Euro-V EGR | 251 | 1.491%
2025 | HGV D Euro-V SCR | 252 | 4.474%
2025 | HGV D Euro-VI | 260 | 91.7% |  | 100%
2026 | HGV D Euro-I | 210 | 0.04972%
2026 | HGV D Euro-II | 220 | 0.4395%
2026 | HGV D Euro-III | 230 | 0.6981%
2026 | HGV D Euro-IV EGR | 241 | 0.1692%
2026 | HGV D Euro-IV SCR | 242 | 0.5076%
2026 | HGV D Euro-V EGR | 251 | 1.163%
2026 | HGV D Euro-V SCR | 252 | 3.489%
2026 | HGV D Euro-VI | 260 | 93.48% |  | 100%
2027 | HGV D Euro-II | 220 | 0.308%
2027 | HGV D Euro-III | 230 | 0.4687%
2027 | HGV D Euro-IV EGR | 241 | 0.1372%
2027 | HGV D Euro-IV SCR | 242 | 0.4116%
2027 | HGV D Euro-V EGR | 251 | 0.9273%
2027 | HGV D Euro-V SCR | 252 | 2.782%
2027 | HGV D Euro-VI | 260 | 94.97% |  | 100%
2028 | HGV D Euro-II | 220 | 0.2825%
2028 | HGV D Euro-III | 230 | 0.3623%
2028 | HGV D Euro-IV EGR | 241 | 0.09959%
2028 | HGV D Euro-IV SCR | 242 | 0.2988%
2028 | HGV D Euro-V EGR | 251 | 0.747%
2028 | HGV D Euro-V SCR | 252 | 2.241%
2028 | HGV D Euro-VI | 260 | 95.97% |  | 100%
2029 | HGV D Euro-II | 220 | 0.3613%
2029 | HGV D Euro-III | 230 | 0.3351%
2029 | HGV D Euro-IV EGR | 241 | 0.07186%
2029 | HGV D Euro-IV SCR | 242 | 0.2156%
2029 | HGV D Euro-V EGR | 251 | 0.5674%
2029 | HGV D Euro-V SCR | 252 | 1.702%
2029 | HGV D Euro-VI | 260 | 96.75% |  | 100%
2030 | HGV D Euro-II | 220 | 0.2491%
2030 | HGV D Euro-III | 230 | 0.3266%
2030 | HGV D Euro-IV EGR | 241 | 0.05487%
2030 | HGV D Euro-IV SCR | 242 | 0.1646%
2030 |  | 251 | 0.4368%
2030 | HGV D Euro-V SCR | 252 | 1.31%
2030 | HGV D Euro-VI | 260 | 97.46% |  | 100%
[5 empty] | x | y
|  |  | 1994 | 2001 |  | y =-0,0031083518*x3+18,6264874058*x2-37205,6700543410*x+24772205,6984157000
|  |  | 2002 | 2030 | 2002 | y = 0,0000022160x4 - 0,0179345412x3 + 54,4298115276x2 - 73.417,8377500227x + 37.136.275,4070866000
Read out values
|  |  | HGV D 60ties | HGV D 70ties | HGV D 80ties | HGV D EE | HGV D Euro-I | HGV D Euro-II | HGV D Euro-III | HGV D Euro-IV EGR | HGV D Euro-IV SCR | HGV D Euro-V EGR | HGV D Euro-V SCR | HGV D Euro-VI
1994 |  |  | 0.0044617 | 0.059857 | 0.76532 | 0.017411 | 0.1458 | 0.0071535 | [6 empty] | 1
1995 |  |  | 0.0036986 | 0.044597 | 0.68065 | 0.010109 | 0.2129 | 0.048043 | [6 empty] | 1
1996 |  |  | 0.0030869 | 0.035884 | 0.59892 | 0.0058193 | 0.22756 | 0.12872 | [6 empty] | 1
1997 |  |  | 0.0026112 | 0.029228 | 0.51852 | 0.0031819 | 0.21903 | 0.22743 | [6 empty] | 1
1998 |  |  | 0.0022155 | 0.023153 | 0.43098 | 0.0018284 | 0.19562 | 0.3462 | [6 empty] | 1
1999 |  |  | 0.0018562 | 0.018919 | 0.35936 | 0.00089858 | 0.1632 | 0.45577 | [6 empty] | 1
2000 |  |  | 0.0016034 | 0.011443 | 0.29945 |  | 0.13578 | 0.54111 | 0.010612 | [5 empty] | 1
2001 |  |  |  | 0.01204 | 0.2469 |  | 0.11084 | 0.56145 | 0.068777 | [5 empty] | 1
2002 |  |  |  | 0.0089321 | 0.20289 |  | 0.089358 | 0.52401 | 0.17481 | [5 empty] | 1
2003 |  |  |  | 0.0095833 | 0.18888 |  | 0.083967 | 0.44595 | 0.27163 | [5 empty] | 1
2004 |  |  |  | 0.0088491 | 0.16186 |  | 0.074272 | 0.37509 | 0.3797 | 5.7542e-05 | 0.00017263 |  |  |  | 1
2005 |  |  |  | 0.0081633 | 0.13645 |  | 0.064733 | 0.30684 | 0.47577 | 0.0020111 | 0.0060333 |  |  |  | 1
2006 |  |  |  | 0.008256 | 0.1231 |  | 0.05889 | 0.25136 | 0.51911 | 0.0058162 | 0.017449 | 0.0040047 | 0.012014 |  | 1
2007 |  |  |  | 0.0082067 | 0.10601 |  | 0.0516 | 0.20084 | 0.49362 | 0.017446 | 0.052337 | 0.017485 | 0.052454 |  | 1
2008 |  |  |  | 0.0068903 | 0.078981 |  | 0.040618 | 0.16432 | 0.41407 | 0.035071 | 0.10521 | 0.038709 | 0.11613 |  | 1
2009 |  |  |  | 0.0049442 | 0.061021 |  | 0.032026 | 0.13259 | 0.34146 | 0.04199 | 0.12597 | 0.065 | 0.195 |  | 1
2010 |  |  |  | 0.0010775 | 0.048093 |  | 0.024419 | 0.10621 | 0.26721 | 0.039753 | 0.11926 | 0.098496 | 0.29549 |  | 1
2011 |  |  |  |  | 0.037365 |  | 0.018797 | 0.087627 | 0.21217 | 0.033594 | 0.10078 | 0.12742 | 0.38225 |  | 1
2012 |  |  |  |  | 0.026819 |  | 0.014184 | 0.068286 | 0.16391 | 0.027948 | 0.083843 | 0.15276 | 0.45828 | 0.0039749 | 1
2013 |  |  |  |  | 0.020831 |  | 0.010889 | 0.055032 | 0.13793 | 0.02229 | 0.066871 | 0.16372 | 0.49116 | 0.031278 | 1
2014 |  |  |  |  | 0.016708 |  | 0.0083106 | 0.042938 | 0.10862 | 0.01789 | 0.053669 | 0.15474 | 0.46423 | 0.1329 | 1
2015 |  |  |  |  | 0.013354 |  | 0.0063223 | 0.034288 | 0.093245 | 0.014735 | 0.044206 | 0.12801 | 0.38403 | 0.28181 | 1
2016 |  |  |  |  | 0.0099681 |  | 0.0046143 | 0.026725 | 0.07688 | 0.012278 | 0.036834 | 0.10557 | 0.3167 | 0.41043 | 1
2017 |  |  |  |  | 0.0088169 |  | 0.003545 | 0.020505 | 0.060188 | 0.010226 | 0.030678 | 0.083755 | 0.25126 | 0.53102 | 1
2018 |  |  |  |  | 0.0066928 |  | 0.0025328 | 0.015974 | 0.050061 | 0.0089305 | 0.026791 | 0.067636 | 0.20291 | 0.61847 | 1
2019 |  |  |  |  | 0.0062366 |  | 0.0021202 | 0.012277 | 0.038251 | 0.0074582 | 0.022375 | 0.052512 | 0.15754 | 0.70124 | 1
2020 |  |  |  |  | 0.0058343 |  | 0.0017632 | 0.0094687 | 0.030947 | 0.0062279 | 0.018684 | 0.04467 | 0.13401 | 0.7484 | 1
2021 |  |  |  |  | 0.0050346 |  | 0.0013813 | 0.0068784 | 0.024704 | 0.0050295 | 0.015088 | 0.036886 | 0.11066 | 0.79434 | 1
2022 |  |  |  |  | 0.0034457 |  | 0.0016281 | 0.0051736 | 0.019449 | 0.0040587 | 0.012176 | 0.030432 | 0.091297 | 0.83234 | 1
2023 |  |  |  |  | 0.001986 |  | 0.0021429 | 0.0044366 | 0.015097 | 0.0032689 | 0.0098066 | 0.024636 | 0.073908 | 0.86472 | 1
2024 | [6 empty] | 0.0024732 | 0.0033771 | 0.011858 | 0.0026559 | 0.0079678 | 0.01988 | 0.059641 | 0.89215 | 1
2025 | [6 empty] | 0.001457 | 0.0044233 | 0.0090783 | 0.0020948 | 0.0062844 | 0.014913 | 0.04474 | 0.91701 | 1
2026 | [6 empty] | 0.00049722 | 0.0043953 | 0.006981 | 0.0016921 | 0.0050763 | 0.011628 | 0.034885 | 0.93484 | 1
2027 | [7 empty] | 0.0030802 | 0.0046872 | 0.0013719 | 0.0041158 | 0.0092732 | 0.02782 | 0.94965 | 1
2028 | [7 empty] | 0.0028251 | 0.0036233 | 0.00099595 | 0.0029878 | 0.0074702 | 0.022411 | 0.95969 | 1
2029 | [7 empty] | 0.0036133 | 0.003351 | 0.00071858 | 0.0021557 | 0.0056736 | 0.017021 | 0.96747 | 1
2030 | [7 empty] | 0.0024908 | 0.0032659 | 0.00054874 | 0.0016462 | 0.0043682 | 0.013105 | 0.97458 | 1
The Euro Class Forecaster for Lorry
Input Area
Baseline data year [no.] | 2015
Starting Year [no.] | 2015
Euro-0 [%] | 0.13082 |  | 0.085872
Euro-1 [%] | 0.058648 |  | 0.030618
Euro-2 [%] | 0.25033 |  | 0.26432
Euro-3 [%] | 0.51699 |  | 0.41407
Euro-4 [%] | 0.02317 |  | 0.14028
Euro-5 [%] | 0.0012787 |  | 0.15484
Euro-6 [%] | 0.018771
Calculated
Lowest Delta | 0.037541
Year of correlation | 2006
D to Germany Urban (postive if behind German developement, negative id ahead of German development) | 9
Outputs
Euro Clases | 2015 | 2020 | 2025 | 2050
Euro-0 [%] | 13.14% | 3.736% | 0.9968% | 0%
Euro-1 [%] | 5.889% | 1.88% | 0.4614% | 0%
Euro-2 [%] | 25.14% | 8.763% | 2.672% | 0.01578%
Euro-3 [%] | 51.91% | 21.22% | 7.688% | 0.01815%
Euro-4 [%] | 2.326% | 13.44% | 4.911% | 0.01397%
Euro-5 [%] | 1.602% | 50.97% | 42.23% | 0.1456%
Euro-6 [%] | 0% | 0% | 41.04% | 99.81%
Source data from HBEFA, rep. German fleet lorry>3,5t
Year | Euro-0 | Euro-1 | Euro-2 | Euro-3 | Euro-4 | Euro-5 | Euro-6 | SUM | Delta | Year
1994 | 0.14 | 0.14 | 0.14 | 0.14 | 0.14 | 0.14 | 0.14 |  | 0.95463 | 1993 |  | Euro-0
1994 | 84.7% | 14.58% | 0.7153% | 0% | 0% | 0% | 0% | 1 | 1.6068 | 1994
1995 | 73.91% | 21.29% | 4.804% | 0% | 0% | 0% | 0% | 1 | 1.525 | 1995
1996 | 64.37% | 22.76% | 12.87% | 0% | 0% | 0% | 0% | 1 | 1.3636 | 1996
1997 | 55.35% | 21.9% | 22.74% | 0% | 0% | 0% | 0% | 1 | 1.1662 | 1997
1998 | 45.82% | 19.56% | 34.62% | 0% | 0% | 0% | 0% | 1 | 1.1204 | 1998
1999 | 38.1% | 16.32% | 45.58% | 0% | 0% | 0% | 0% | 1 | 1.1204 | 1999
2000 | 31.25% | 13.58% | 54.11% | 1.061% | 0% | 0% | 0% | 1 | 1.0992 | 2000
2001 | 25.89% | 11.08% | 56.14% | 6.878% | 0% | 0% | 0% | 1 | 0.98285 | 2001
2002 | 21.18% | 8.936% | 52.4% | 17.48% | 0% | 0% | 0% | 1 | 0.77079 | 2002
2003 | 19.85% | 8.397% | 44.59% | 27.16% | 0% | 0% | 0% | 1 | 0.57716 | 2003 |  | Euro-1
2004 | 17.07% | 7.427% | 37.51% | 37.97% | 0.02302% | 0% | 0% | 1 | 0.36054 | 2004
2005 | 14.46% | 6.473% | 30.68% | 47.58% | 0.8044% | 0% | 0% | 1 | 0.15277 | 2005
2006 | 13.14% | 5.889% | 25.14% | 51.91% | 2.326% | 1.602% | 0% | 1 | 0.037541 | 2006
2007 | 11.42% | 5.16% | 20.08% | 49.36% | 6.978% | 6.994% | 0% | 1 | 0.23055 | 2007
2008 | 8.587% | 4.062% | 16.43% | 41.41% | 14.03% | 15.48% | 0% | 1 | 0.54135 | 2008
2009 | 6.597% | 3.203% | 13.26% | 34.15% | 16.8% | 26% | 0% | 1 | 0.80702 | 2009
2010 | 4.917% | 2.442% | 10.62% | 26.72% | 15.9% | 39.4% | 0% | 1 | 1.0571 | 2010
2011 | 3.736% | 1.88% | 8.763% | 21.22% | 13.44% | 50.97% | 0% | 1 | 1.2392 | 2011
2012 | 2.682% | 1.418% | 6.829% | 16.39% | 11.18% | 61.1% | 0.3975% | 1 | 1.3968 | 2012
2013 | 2.083% | 1.089% | 5.503% | 13.79% | 8.916% | 65.49% | 3.128% | 1 | 1.4642 | 2013 |  | Euro-2
2014 | 1.671% | 0.8311% | 4.294% | 10.86% | 7.156% | 61.9% | 13.29% | 1 | 1.5604 | 2014
2015 | 1.335% | 0.6322% | 3.429% | 9.325% | 5.894% | 51.2% | 28.18% | 1 | 1.6191 | 2015
2016 | 0.9968% | 0.4614% | 2.672% | 7.688% | 4.911% | 42.23% | 41.04% | 1 | 1.6772 | 2016
2017 | 0.8817% | 0.3545% | 2.05% | 6.019% | 4.09% | 33.5% | 53.1% | 1 | 1.7275 | 2017
2018 | 0.6693% | 0.2533% | 1.597% | 5.006% | 3.572% | 27.05% | 61.85% | 1 | 1.763 | 2018
2019 | 0.6237% | 0.212% | 1.228% | 3.825% | 2.983% | 21% | 70.12% | 1 | 1.7958 | 2019
2020 | 0.5834% | 0.1763% | 0.9469% | 3.095% | 2.491% | 17.87% | 74.84% | 1 | 1.8175 | 2020
2021 | 0.5035% | 0.1381% | 0.6878% | 2.47% | 2.012% | 14.75% | 79.43% | 1 | 1.8437 | 2021
2022 | 0.3446% | 0.1628% | 0.5174% | 1.945% | 1.623% | 12.17% | 83.23% | 1 | 1.868 | 2022
2023 | 0.1986% | 0.2143% | 0.4437% | 1.51% | 1.308% | 9.854% | 86.47% | 1 | 1.8864 | 2023 |  | Euro-3
2024 | 0% | 0.2473% | 0.3377% | 1.186% | 1.062% | 7.952% | 89.21% | 1 | 1.9032 | 2024
2025 | 0% | 0.1457% | 0.4423% | 0.9078% | 0.8379% | 5.965% | 91.7% | 1 | 1.9132 | 2025
2026 | 0% | 0.04972% | 0.4395% | 0.6981% | 0.6768% | 4.651% | 93.48% | 1 | 1.9226 | 2026
2027 | 0% | 0% | 0.308% | 0.4687% | 0.5488% | 3.709% | 94.97% | 1 | 1.9334 | 2027
2028 | 0% | 0% | 0.2825% | 0.3623% | 0.3984% | 2.988% | 95.97% | 1 | 1.939 | 2028
2029 | 0% | 0% | 0.3613% | 0.3351% | 0.2874% | 2.269% | 96.75% | 1 | 1.9402 | 2029
2030 | 0% | 0% | 0.2491% | 0.3266% | 0.2195% | 1.747% | 97.46% | 1 | 1.944 | 2030
2031 | 0% | 0% | 0.1256% | 0.2077% | 0.1799% | 1.381% | 98.11% | 1 | 1.9496 | 2031
2032 | 0% | 0% | 0.1021% | 0.1628% | 0.1393% | 1.103% | 98.49% | 1 | 1.9518 | 2032
2033 | 0% | 0% | 0.08298% | 0.1276% | 0.1079% | 0.8809% | 98.8% | 1 | 1.9535 | 2033 |  | Euro-4
2034 | 0% | 0% | 0.06743% | 0.09997% | 0.08357% | 0.7034% | 99.05% | 1 | 1.9549 | 2034
2035 | 0% | 0% | 0.0548% | 0.07835% | 0.06472% | 0.5617% | 99.24% | 1 | 1.9559 | 2035
2036 | 0% | 0% | 0.04453% | 0.0614% | 0.05012% | 0.4485% | 99.4% | 1 | 1.9568 | 2036
2037 | 0% | 0% | 0.03619% | 0.04812% | 0.03882% | 0.3581% | 99.52% | 1 | 1.9574 | 2037
2038 | 0% | 0% | 0.02941% | 0.03771% | 0.03006% | 0.286% | 99.62% | 1 | 1.958 | 2038
2039 | 0% | 0% | 0.0239% | 0.02956% | 0.02328% | 0.2284% | 99.69% | 1 | 1.9584 | 2039
2040 | 0% | 0% | 0.01942% | 0.02316% | 0.01803% | 0.1823% | 99.76% | 1 | 1.9587 | 2040
2041 | 0% | 0% | 0.01578% | 0.01815% | 0.01397% | 0.1456% | 99.81% | 1 | 1.9589 | 2041
2042 | 0% | 0% | 0.01283% | 0.01423% | 0.01082% | 0.1163% | 99.85% | 1 | 1.9594 | 2042
2043 | 0% | 0% | 0.01042% | 0.01115% | 0.008376% | 0.09284% | 99.88% | 1 | 1.96 | 2043 |  | Euro-5
2044 | 0% | 0% | 0.008471% | 0.008738% | 0.006487% | 0.07414% | 99.9% | 1 | 1.9605 | 2044
2045 | 0% | 0% | 0.006884% | 0.006848% | 0.005024% | 0.0592% | 99.92% | 1 | 1.9609 | 2045
2046 | 0% | 0% | 0.005595% | 0.005367% | 0.003891% | 0.04727% | 99.94% | 1 | 1.9612 | 2046
2047 | 0% | 0% | 0.004546% | 0.004206% | 0.003013% | 0.03775% | 99.95% | 1 | 1.9615 | 2047
2048 | 0% | 0% | 0.003695% | 0.003296% | 0.002334% | 0.03014% | 99.96% | 1 | 1.9617 | 2048
2049 | 0% | 0% | 0.003003% | 0.002583% | 0.001807% | 0.02407% | 99.97% | 1 | 1.9618 | 2049
2050 | 0% | 0% | 0.00244% | 0.002024% | 0.0014% | 0.01922% | 99.97% | 1 | 1.962 | 2050
2051 | 0% | 0% | 0.001983% | 0.001587% | 0.001084% | 0.01535% | 99.98% | 1 | 1.9621 | 2051
2052 | 0% | 0% | 0.001611% | 0.001243% | 0.0008396% | 0.01225% | 99.98% | 1 | 1.9621 | 2052
2053 | 0% | 0% | 0.00131% | 0.0009745% | 0.0006503% | 0.009785% | 99.99% | 1 | 1.9622 | 2053 |  | Euro-6
2054 | 0% | 0% | 0.001064% | 0.0007637% | 0.0005036% | 0.007814% | 99.99% | 1 | 1.9623 | 2054
2055 | 0% | 0% | 0.0008649% | 0.0005985% | 0.00039% | 0.006239% | 99.99% | 1 | 1.9623 | 2055
Predictive functions | 0% | 0% | 1,1876492403E+180*EXP(-0,20744302511*YEAR) | 1,9722620041E+212*EXP(-0,24372431821*YEAR) | 4,8995727056E+222*EXP(-0,25558029774*YEAR) | 4E+196*EXP(-0,225*YEAR) | 100% | 1

## CONVERSION (hidden)
MASTER - Conversion Table
TAB
PARAMETER | ORIGINAL | CONVERSION FACTOR from US to metric | NEW | CONVERSION FACTOR from metric to US | LABEL
General | [5 empty] | Conversion Factors
Energy
Parameter description | unit of measure | CONVERSION FACTOR from US to metric | US metric | Conversion Factor from metric to US | Description | 1 | kWh | 3412.1416 | Btu
City area | Square km [km2] | 2.59 | Square miles [mi2] | 0.3861 | Square miles | 1 | Watt | 3.4121 | Btu
GHG emission city | Megaton per year [Mt/a] | 1 | Million metric tons of CO2e per year [MMtCO2e/year] | 1 | Million metric tons of CO2e per year
pm10 emission city | Kiloton per year [kt/a] | 1 | Thousand metric tons per year [kt/yr] | 1 | Thousand metric tons per year
NOx emission city | Kiloton per year [kt/a] | 1 | Thousand metric tons per year [kt/yr] | 1 | Thousand metric tons per year | 1 | l/100km | 235.2146 | mpg | Meile pro Gallone(US)
[6 empty] | 1 | W/m²*K | 5.6783 | Btu per square foot per degree Farenheit per hour [Btu/ft2*0F*h]
Power | [5 empty] | Area and distance
[6 empty] | 1 | km | 0.62137 | mile
Parameter description | unit of measure and | CONVERSION FACTOR from US to metric | US metric | Conversion Factor from metric to US | Description | 1 | km2 | 0.3861 | mile2
Total electricity demand of city | Terawatt hours per year [TWh/a] | 2.9307e-07 | Million Btu per year [MBtu/yr] | 3412141.63 | MBtu/yr | 1 | m | 3.2808 | foot
Total heat/cold demand of city | Terawatt hours per year [TWh/a] | 2.9307e-07 | Million Btu per year [MBtu/yr] | 3412141.63 | MBtu/yr | 1 | m2 | 10.7639 | ft2
Imports/others | kg per kilowatt hour [kg/kWh] | 0.0034121 | Kilogram per million Btu [kg/MBtu] | 293.0711 | kg/MBtu
Rail systems, if different from city grid mix | kg per kilowatt hour [kg/kWh] | 0.0034121 | Kilogram per million Btu [kg/MBtu] | 293.0711 | kg/MBtu
Biomass | kg per kilowatt hour [kg/kWh] | 0.0034121 | Kilogram per million Btu [kg/MBtu] | 293.0711 | kg/MBtu
Biogas | kg per kilowatt hour [kg/kWh] | 0.0034121 | Kilogram per million Btu [kg/MBtu] | 293.0711 | kg/MBtu | Weight
Hard coal | kg per kilowatt hour [kg/kWh] | 0.0034121 | Kilogram per million Btu [kg/MBtu] | 293.0711 | kg/MBtu | 1 | kg | 2.2046 | pounds
Lignite | kg per kilowatt hour [kg/kWh] | 0.0034121 | Kilogram per million Btu [kg/MBtu] | 293.0711 | kg/MBtu | 1 | tonne | 1.1023 | ton
Hydro | kg per kilowatt hour [kg/kWh] | 0.0034121 | Kilogram per million Btu [kg/MBtu] | 293.0711 | kg/MBtu
Natural gas | kg per kilowatt hour [kg/kWh] | 0.0034121 | Kilogram per million Btu [kg/MBtu] | 293.0711 | kg/MBtu
Nuclear | kg per kilowatt hour [kg/kWh] | 0.0034121 | Kilogram per million Btu [kg/MBtu] | 293.0711 | kg/MBtu
Heavy fuel oil | kg per kilowatt hour [kg/kWh] | 0.0034121 | Kilogram per million Btu [kg/MBtu] | 293.0711 | kg/MBtu | Temperature
Other | kg per kilowatt hour [kg/kWh] | 0.0034121 | Kilogram per million Btu [kg/MBtu] | 293.0711 | kg/MBtu | 1 | K | -457.87 | Farenheit
Photovoltaic Solar | kg per kilowatt hour [kg/kWh] | 0.0034121 | Kilogram per million Btu [kg/MBtu] | 293.0711 | kg/MBtu
Wind | kg per kilowatt hour [kg/kWh] | 0.0034121 | Kilogram per million Btu [kg/MBtu] | 293.0711 | kg/MBtu
Waste | kg per kilowatt hour [kg/kWh] | 0.0034121 | Kilogram per million Btu [kg/MBtu] | 293.0711 | kg/MBtu | Order
Geothermal | kg per kilowatt hour [kg/kWh] | 0.0034121 | Kilogram per million Btu [kg/MBtu] | 293.0711 | kg/MBtu | kilo | 1000
Biomass | kg per kilowatt hour [kg/kWh] | 0.0034121 | Kilogram per million Btu [kg/MBtu] | 293.0711 | kg/MBtu | mega | 1000000
Lignite | kg per kilowatt hour [kg/kWh] | 0.0034121 | Kilogram per million Btu [kg/MBtu] | 293.0711 | kg/MBtu | giga | 1000000000
Hard coal | kg per kilowatt hour [kg/kWh] | 0.0034121 | Kilogram per million Btu [kg/MBtu] | 293.0711 | kg/MBtu | tera | 1000000000000
Electrcitiy | kg per kilowatt hour [kg/kWh] | 0.0034121 | Kilogram per million Btu [kg/MBtu] | 293.0711 | kg/MBtu
Gas fired combined heat and power generation | kg per kilowatt hour [kg/kWh] | 0.0034121 | Kilogram per million Btu [kg/MBtu] | 293.0711 | kg/MBtu
Heat/cold pumps | kg per kilowatt hour [kg/kWh] | 0.0034121 | Kilogram per million Btu [kg/MBtu] | 293.0711 | kg/MBtu
Natural gas | kg per kilowatt hour [kg/kWh] | 0.0034121 | Kilogram per million Btu [kg/MBtu] | 293.0711 | kg/MBtu
Oil | kg per kilowatt hour [kg/kWh] | 0.0034121 | Kilogram per million Btu [kg/MBtu] | 293.0711 | kg/MBtu
Others not covered above | kg per kilowatt hour [kg/kWh] | 0.0034121 | Kilogram per million Btu [kg/MBtu] | 293.0711 | kg/MBtu
Transport
Parameter description | unit of measure and | CONVERSION FACTOR from US to metric | US metric | Conversion Factor from metric to US | Description
Urban personal transportation demand of city per year | Person kilometer per year [pkm/a] | 1.6093 | Passenger miles per year [passenger miles/yr] | 0.62137 | Passenger miles per year
Freight transportation demand of city per year, road and rail | Ton kilometer per year [tkm/a] | 1.46 | U.S. ton miles of freight per year [ton miles/yr] | 0.68494 | U.S. ton miles of freight per year
Gasoline cars | Liters per 100 km [l/100km] | 235.2146 | Miles per gallon [mpg] | 235.2146 | Miles per gallon
Diesel cars | Liters per 100 km [l/100km] | 235.2146 | Miles per gallon [mpg] | 235.2146 | Miles per gallon
Conventional Combustion Motorcycle | Kilograms per passenger kilometer [kg/pkm] | 0.62137 | Kilograms per passenger mile [kg/passenger-mile] | 1.6093 | Kg per passenger-mile
Conventional Gasoline Car | Kilograms per passenger kilometer [kg/pkm] | 0.62137 | Kilograms per passenger mile [kg/passenger-mile] | 1.6093 | Kg per passenger-mile
Conventional Diesel Car | Kilograms per passenger kilometer [kg/pkm] | 0.62137 | Kilograms per passenger mile [kg/passenger-mile] | 1.6093 | Kg per passenger-mile
Taxi | Kilograms per passenger kilometer [kg/pkm] | 0.62137 | Kilograms per passenger mile [kg/passenger-mile] | 1.6093 | Kg per passenger-mile
Public Bus (conventional combustion) | Kilograms per passenger kilometer [kg/pkm] | 0.62137 | Kilograms per passenger mile [kg/passenger-mile] | 1.6093 | Kg per passenger-mile
Bus Rapid Transit | Kilograms per passenger kilometer [kg/pkm] | 0.62137 | Kilograms per passenger mile [kg/passenger-mile] | 1.6093 | Kg per passenger-mile
CO2e Emission Factor Baseline year Conventional Combustion Truck | Kilograms per ton kilometer [kg/tkm] | 0.68494 | Kilograms per ton mile [kg/ton-mile] | 1.46 | Kg per ton mile
Tram | Kilowatt-hours per passenger kilometer [kWh/pkm] | 0.62137 | Kilowatt hours per passenger mile [kWh/pmi] | 1.6093 | kWh per passenger mile
Subway | Kilowatt-hours per passenger kilometer [kWh/pkm] | 0.62137 | Kilowatt hours per passenger mile [kWh/pmi] | 1.6093 | kWh per passenger mile
City Train | Kilowatt-hours per passenger kilometer [kWh/pkm] | 0.62137 | Kilowatt hours per passenger mile [kWh/pmi] | 1.6093 | kWh per passenger mile
Regional Train | Kilowatt-hours per passenger kilometer [kWh/pkm] | 0.62137 | Kilowatt hours per passenger mile [kWh/pmi] | 1.6093 | kWh per passenger mile
Inter Regional Train | Kilowatt-hours per passenger kilometer [kWh/pkm] | 0.62137 | Kilowatt hours per passenger mile [kWh/pmi] | 1.6093 | kWh per passenger mile
Tram: Average age of Subway fleet | Number of Years [a] | 1 | No. of years (yr) | 1 | Years
Tram: Average age of Tram fleet | Number of Years [a] | 1 | No. of years (yr) | 1 | Years
Electric Freight Train | Kilowatt-hours per ton kilometer [kWh/tkm] | 1.6093 | Kilowatt-hours per ton mile [kWh/tkm] |  | kWh per ton mile
Diesel Freight Train | Kilogram per ton kilometer [kg/tkm] | 1.6093 | Kilowatt-hours per ton mile [kWh/tkm] |  | kWh per ton mile
Road: network km in city | Number of kilometers [km] | 1.6093 | Number of miles [mi] | 0.62137 | Miles
Natural Gas consumption for Street lighting | Megawatt hours per year [MWh/a] | 0.29307 | Million Btu per year [MBtu/yr] | 3.4121 | MBtu/yr
Electricity consumption for Street lighting | Megawatt hours per year [MWh/a] | 1 | MWh per year [MWh/yr] | 1 | MWh per year
Total line length all lines subway | Number of kilometers [km] | 1.6093 | Number of miles [mi] | 0.62137 | Miles
Total line length all lines Tram | Number of kilometers [km] | 1.6093 | Number of miles [mi] | 0.62137 | Miles
Total two way track length of Tram system | Number of kilometers [km] | 1.6093 | Number of miles [mi] | 0.62137 | Miles
Total line length of Bus rapid transit BRT System | Number of kilometers [km] | 1.6093 | Number of miles [mi] | 0.62137 | Miles
Total line length all bus lines | Number of kilometers [km] | 1.6093 | Number of miles [mi] | 0.62137 | Miles
Total km of road used by public bus lines | Number of kilometers [km] | 1.6093 | Number of miles [mi] | 0.62137 | Miles
Total line length all lines Regional Train | Number of kilometers [km] | 1.6093 | Number of miles [mi] | 0.62137 | Miles
Total length of highway in city | Number of kilometers [km] | 1.6093 | Number of miles [mi] | 0.62137 | Miles
Average distance, bicycles travel per journey in the custom city | Number of kilometers [km] | 1.6093 | Number of miles [mi] | 0.62137 | Miles
Quay meters for cargo vessels | Number of meter [m] | 0.3048 | Feet | 3.2808 | Feet
Buildings (Area Demand)
Parameter unit of measure and description | unit of measure | CONVERSION FACTOR from US to metric | US metric | Conversion Factor from metric to US | Description
CO2 equivalents emissions of industrial sector | kilograms/(square meter per year) [kg/(m²*a)] | 10.7639 | Kilograms per square foot per year [kg/ft2] | 0.092903 | kg/ft2
NOx equivalents emissions of industrial sector | kilograms/(square meter per year) [kg/(m²*a)] | 10.7639 | Kilograms per square foot per year [kg/ft2] | 0.092903 | kg/ft2
PM10 equivalents emissions of industrial sector | kilograms/(square meter per year) [kg/(m²*a)] | 10.7639 | Kilograms per square foot per year [kg/ft2] | 0.092903 | kg/ft2
Residential buildings | Area [m2] | 0.092903 | Area [ft2] | 10.7639 | ft2
Government & public administration buildings | Area [m2] | 0.092903 | Area [ft2] | 10.7639 | ft2
Commercial offices buildings | Area [m2] | 0.092903 | Area [ft2] | 10.7639 | ft2
Data centers buildings | Area [m2] | 0.092903 | Area [ft2] | 10.7639 | ft2
University & higher education buildings | Area [m2] | 0.092903 | Area [ft2] | 10.7639 | ft2
Healthcare & hostpitals buildings | Area [m2] | 0.092903 | Area [ft2] | 10.7639 | ft2
School, K12 & lower education buildings | Area [m2] | 0.092903 | Area [ft2] | 10.7639 | ft2
Public event, fairs & entertainment buildings | Area [m2] | 0.092903 | Area [ft2] | 10.7639 | ft2
Retail, small scale stores and shops buildings | Area [m2] | 0.092903 | Area [ft2] | 10.7639 | ft2
Warehouses & shopping mall buildings | Area [m2] | 0.092903 | Area [ft2] | 10.7639 | ft2
Non residential buildings unspecified (Please enter this value ONLY for non residential building not covered in the categories above) | Area [m2] | 0.092903 | Area [ft2] | 10.7639 | ft2
Industrial buildings | Area [m2] | 0.092903 | Area [ft2] | 10.7639 | ft2
Residential buildings in baseline | Area [m2] | 0.092903 | Area [ft2] | 10.7639 | ft2
Government & public administration buildings in baseline | Area [m2] | 0.092903 | Area [ft2] | 10.7639 | ft2
Gommercial offices buildings in baseline | Area [m2] | 0.092903 | Area [ft2] | 10.7639 | ft2
Data centers buildings in baseline | Area [m2] | 0.092903 | Area [ft2] | 10.7639 | ft2
University & higher education buildings in baseline | Area [m2] | 0.092903 | Area [ft2] | 10.7639 | ft2
Healthcare & hostpitals buildings in baseline | Area [m2] | 0.092903 | Area [ft2] | 10.7639 | ft2
School, K12 & lower education buildings in baseline | Area [m2] | 0.092903 | Area [ft2] | 10.7639 | ft2
Public event, fairs & entertainment buildings in baseline | Area [m2] | 0.092903 | Area [ft2] | 10.7639 | ft2
Retail, small scale stores and shops buildings in baseline | Area [m2] | 0.092903 | Area [ft2] | 10.7639 | ft2
Warehouses & shopping mall buildings in baseline | Area [m2] | 0.092903 | Area [ft2] | 10.7639 | ft2
Residential buildings unspecified Please enter this value ONLY for non residential building not covered in the categories above | Area [m2] | 0.092903 | Area [ft2] | 10.7639 | ft2
Industrial buildings in baseline | Area [m2] | 0.092903 | Area [ft2] | 10.7639 | ft2
Residential buildings | Area increase rate [1/a] | 1 | Annual growth rate | 1 | Annual growth rate
Government & public administration | Area increase rate [1/a] | 1 | Annual growth rate | 1 | Annual growth rate
Commercial offices buildings | Area increase rate [1/a] | 1 | Annual growth rate | 1 | Annual growth rate
Data centers buildings | Area increase rate [1/a] | 1 | Annual growth rate | 1 | Annual growth rate
University & higher education buildings | Area increase rate [1/a] | 1 | Annual growth rate | 1 | Annual growth rate
Healthcare & hostpitals buildings | Area increase rate [1/a] | 1 | Annual growth rate | 1 | Annual growth rate
School, K12 & lower education buildings | Area increase rate [1/a] | 1 | Annual growth rate | 1 | Annual growth rate
Public event, fairs & entertainment buildings | Area increase rate [1/a] | 1 | Annual growth rate | 1 | Annual growth rate
Retail, small scale stores and shops building | Area increase rate [1/a] | 1 | Annual growth rate | 1 | Annual growth rate
Warehouses & shopping mall buildings | Area increase rate [1/a] | 1 | Annual growth rate | 1 | Annual growth rate
Non-residential buildings Please enter this value ONLY for non residential building not covered in the categories above | Area increase rate [1/a] | 1 | Annual growth rate | 1 | Annual growth rate
Industrial buildings | Area increase rate [1/a] | 1 | Annual growth rate | 1 | Annual growth rate
Residential buildings per inhabitant | Area per inhabitant [m²/Inh] | 0.092903 | Square footage per inhabitant [ft2/inhabitant] | 10.7639 | Square footage per inhabitant
Government & public administration buildings per inhabitant | Area per inhabitant [m²/Inh] | 0.092903 | Square footage per inhabitant [ft2/inhabitant] | 10.7639 | Square footage per inhabitant
Commercial offices buildings per inhabitant | Area per inhabitant [m²/Inh] | 0.092903 | Square footage per inhabitant [ft2/inhabitant] | 10.7639 | Square footage per inhabitant
Data centers buildings per inhabitant | Area per inhabitant [m²/Inh] | 0.092903 | Square footage per inhabitant [ft2/inhabitant] | 10.7639 | Square footage per inhabitant
University & higher education buildings per inhabitant | Area per inhabitant [m²/Inh] | 0.092903 | Square footage per inhabitant [ft2/inhabitant] | 10.7639 | Square footage per inhabitant
Healthcare & hostpitals buildings per inhabitant | Area per inhabitant [m²/Inh] | 0.092903 | Square footage per inhabitant [ft2/inhabitant] | 10.7639 | Square footage per inhabitant
School, K12 & lower education buildings per inhabitant | Area per inhabitant [m²/Inh] | 0.092903 | Square footage per inhabitant [ft2/inhabitant] | 10.7639 | Square footage per inhabitant
Public event, fairs & entertainment buildings per inhabitant | Area per inhabitant [m²/Inh] | 0.092903 | Square footage per inhabitant [ft2/inhabitant] | 10.7639 | Square footage per inhabitant
Retail, small scale stores and shops buildings per inhabitant | Area per inhabitant [m²/Inh] | 0.092903 | Square footage per inhabitant [ft2/inhabitant] | 10.7639 | Square footage per inhabitant
Warehouses & shopping mall buildings per inhabitant | Area per inhabitant [m²/Inh] | 0.092903 | Square footage per inhabitant [ft2/inhabitant] | 10.7639 | Square footage per inhabitant
Non-residential buildings per inhabitant | Area per inhabitant [m²/Inh] | 0.092903 | Square footage per inhabitant [ft2/inhabitant] | 10.7639 | Square footage per inhabitant
Industrial buildings per inhabitant | Area per inhabitant [m²/Inh] | 0.092903 | Square footage per inhabitant [ft2/inhabitant] | 10.7639 | Square footage per inhabitant
Input_Residential
Parameter unit of measure and description | unit of measure | CONVERSION FACTOR from US to metric | US metric | Conversion Factor from metric to US | Description
Total electricity demand in baseline | Kilowatt hours per square meter per year (kWh/m2*a) | 3.1546 | Energy Use Intensity (EUI) or thousand BTU per square foot per year [kBtu/ft2 per yr] | 0.317 | Energy use intensity (EUI, kBtu/ft2)
Total cooling demand in baseline | Kilowatt hours per square meter per year (kWh/m2*a) | 3.1546 | Energy Use Intensity (EUI) or thousand BTU per square foot per year [kBtu/ft2 per yr] | 0.317 | Energy use intensity (EUI, kBtu/ft2)
Total heat demand in baseline | Kilowatt hours per square meter per year (kWh/m2*a) | 3.1546 | Energy Use Intensity (EUI) or thousand BTU per square foot per year [kBtu/ft2 per yr] | 0.317 | Energy use intensity (EUI, kBtu/ft2)
U-value of windows in baseline (R=1/U) | Watts per square meter and Kelvin [W/m²*K] | 5.6783 | Btu per square foot per degree Farenheit per hour [Btu/ft2*0F*h] | 0.17611 | U-value
U-value of building walls in baseline (R=1/U) | Watts per square meter and Kelvin [W/m²*K] | 5.6783 | Btu per square foot per degree Farenheit per hour [Btu/ft2*0F*h] | 0.17611 | U-value
Incandescent lamps | Hours/year [h/a] | 1 | Hours per year [hrs/yr] | 1 | Hours per year
Compact fluorescent lamps | Hours/year [h/a] | 1 | Hours per year [hrs/yr] | 1 | Hours per year
Fluorescent lamps | Hours/year [h/a] | 1 | Hours per year [hrs/yr] | 1 | Hours per year
Low voltage halogen lamps | Hours/year [h/a] | 1 | Hours per year [hrs/yr] | 1 | Hours per year
Medium voltage halogen lamps | Hours/year [h/a] | 1 | Hours per year [hrs/yr] | 1 | Hours per year
Input_Non Residential
Parameter unit of measure and description | unit of measure | CONVERSION FACTOR from US to metric | US metric | Conversion Factor | Description
Total electricity demand in baseline | Kilowatt hours per square square meter [kWh/m²*a] | 3.1546 | Energy Use Intensity (EUI) or thousand BTU per square foot per year [kBtu/ft2 per yr] | 0.317 | Energy use intensity (EUI, kBtu/ft2)
Total cooling demand in baseline | Kilowatt hours per square square meter [kWh/m²*a] | 3.1546 | Energy Use Intensity (EUI) or thousand BTU per square foot per year [kBtu/ft2 per yr] | 0.317 | Energy use intensity (EUI, kBtu/ft2)
Total heat demand in baseline | Kilowatt hours per square square meter [kWh/m²*a] | 3.1546 | Energy Use Intensity (EUI) or thousand BTU per square foot per year [kBtu/ft2 per yr] | 0.317 | Energy use intensity (EUI, kBtu/ft2)
U-value of windows in baseline (R=1/U) | U Value [Watts/square meter Kelvin] [W/m²*K] | 5.6783 | Btu per square foot per degree Farenheit per hour [Btu/ft2*0F*h] | 0.17611 | U-value
U-value of building walls in baseline (R=1/U) | U Value [Watts/square meter Kelvin] [W/m²*K] | 5.6783 | Btu per square foot per degree Farenheit per hour [Btu/ft2*0F*h] | 0.17611 | U-value
Compact fluorescent lamps | Hours per year [h/a] | 1 | Hours per year [hrs/yr] | 1 | Hours per year
Fluorescent lamps | Hours per year [h/a] | 1 | Hours per year [hrs/yr] | 1 | Hours per year
Low voltage halogen lamps | Hours per year [h/a] | 1 | Hours per year [hrs/yr] | 1 | Hours per year
Medium voltage halogen lamps | Hours per year [h/a] | 1 | Hours per year [hrs/yr] | 1 | Hours per year
Incandescent lamps | Hours per year [h/a] | 1 | Hours per year [hrs/yr] | 1 | Hours per year
Note on G9: Julia: Conversion factor is from metric system to U.S. system - e.g., 1 km2 = 0.3861 mi2
Note on G17: Julia: Conversion factor is from metric system to U.S. system - e.g., 1 km2 = 0.3861 mi2
Note on G47: Julia: Conversion factor is from metric system to U.S. system - e.g., 1 km2 = 0.3861 mi2
Note on G84: Julia: Conversion factor is from metric system to U.S. system - e.g., 1 km2 = 0.3861 mi2
Note on G139: Julia: Conversion factor is from metric system to U.S. system - e.g., 1 km2 = 0.3861 mi2

## Template Health check (hidden)
Template health check
Test Results
1. Numbering Check |  | #REF!
2. NR Sheets identical |  | OK
1. Numbering Check |  |  | 2. NR Sheets identical
200
| 400 |  | b_de_he_bl_nr | b_de_he_bl_nr
| 700 |  | b_de_he_bl_nr_co | b_de_he_bl_nr
| 900 |  | b_de_he_bl_nr_ad | b_de_he_bl_nr
| 1100 |  | b_de_he_bl_nr_ws | b_de_he_bl_nr
| 1300 |  | b_de_he_bl_nr_rs | b_de_he_bl_nr
| 1500 |  | b_de_he_bl_nr_hh | b_de_he_bl_nr
| 1700 |  | b_de_he_bl_nr_le | b_de_he_bl_nr
| 1900 |  | b_de_he_bl_nr_he | b_de_he_bl_nr
| 2100 |  | b_de_he_bl_nr_pe | b_de_he_bl_nr
| 2300 |  | b_de_he_bl_nr_dc | b_de_he_bl_nr
| 2500 |  | Länge | 13
| 2700 |  | SUM | 10
| 2900 |  | b_li_sh_fl_nr | b_li_sh_fl_nr
| 3100 |  | b_li_sh_fl_nr_co | b_li_sh_fl_nr
| #REF! |  | b_li_sh_fl_nr_ad | b_li_sh_fl_nr
Sum | #REF! |  | b_li_sh_fl_nr_ws | b_li_sh_fl_nr
|  |  | b_li_sh_fl_nr_rs | b_li_sh_fl_nr
|  |  | b_li_sh_fl_nr_hh | b_li_sh_fl_nr
|  |  | b_li_sh_fl_nr_le | b_li_sh_fl_nr
|  |  | b_li_sh_fl_nr_he | b_li_sh_fl_nr
|  |  | b_li_sh_fl_nr_pe | b_li_sh_fl_nr
|  |  | b_li_sh_fl_nr_dc | b_li_sh_fl_nr
|  |  | Länge | 13
|  |  | SUM | 10
|  |  | b_bpo_sh_nr | b_bpo_sh_nr
|  |  | b_bpo_sh_nr_co | b_bpo_sh_nr
|  |  | b_bpo_sh_nr_ad | b_bpo_sh_nr
|  |  | b_bpo_sh_nr_ws | b_bpo_sh_nr
|  |  | b_bpo_sh_nr_rs | b_bpo_sh_nr
|  |  | b_bpo_sh_nr_hh | b_bpo_sh_nr
|  |  | b_bpo_sh_nr_le | b_bpo_sh_nr
|  |  | b_bpo_sh_nr_he | b_bpo_sh_nr
|  |  | b_bpo_sh_nr_pe | b_bpo_sh_nr
|  |  | b_bpo_sh_nr_dc | b_bpo_sh_nr
|  |  | Länge | 11
|  |  | SUM | 10